## Instructions
Table of Contents
CLIN 0001 - EVSE Level 1
CLIN 0002 - EVSE Level 2
CLIN 0003 - EVSE DC Fast
CLIN 0004 - EVSE Solar/Off-grid
CLIN 0005 - EVSE Portable
CLIN 0006 - Site Planning & Ancillary Services
CLIN 0007 - Power Management & Metering
CLIN 0008 - Network Plans & Data Packages
CLIN 0009 - Operation, Repair & Maintenance Plans
CLIN 0010 - Other Non-Conventional Solutions
CLIN 0011 - Accessories & Components
Charging as a Service (CaaS)
How to Order from this BPA | Detailed information for ordering contracting officers (OCOs) on how to order from this BPA can be found in the Ordering Guide posted on gsa.gov/evse.
Step 1: Acquisition Planning | Market Research Conduct market research for your requirement in accordance with regulation as you would do with any procurement. As part of sound market research, the EVSE BPA terms and conditions, BPA holders, products, services and pricing should be reviewed which includes this document. The Department of Energy’s webpage for Charging Infrastructure Procurement and Installation includes helpful information for additional research. Estimating the Cost The costs associated with charging infrastructure can vary widely, depending on the level of the station, unit features, site location, available electrical capacity, and labor costs. Costs to consider include EVSE hardware, installation including labor and materials, warranties and operation and maintenance costs.
Step 2: Define the Requirement (can be a simple document that can include a statement of work, what salient characteristics you're looking for, and evaluation criteria (e.g., experience and past performance)) | This is a multiple award BPA established competitively against GSA’s Multiple Award Schedules (MAS). It is the responsibility of the ordering activities to comply with the ordering procedures for FAR 8.405-3(c)(2). Ordering activities: - Should clearly define the agency’s requirements. If a Statement of Work (SOW) is required (CLIN 0006 only), develop the SOW in accordance with FAR 8.405-2. - Ensure the requirements fit within the scope of the BPA. Requirements can include but are not limited to total output (kW), input current, energy star, connector type (J1772, CCS etc.), cord length, networked, specific network, method of initiating charge, OCPP 1.6J compliance, V2G capable, mount type, specific credit cards accepted (ex. WEX, Voyager etc.), warranty and power management capabilities. - Should compete orders under the EVSE BPAs to the maximum extent practicable. - Should give a preference for small business when the conditions in FAR 19.502-2 are met. - Must include a preference under a socio-economic factor to be rated as follows: -- A High preference will be to award to Small Disadvantaged Business prime vendors. -- A Medium preference will be to award to other socio-economic businesses and small businesses. -- Any “other than small business” will receive a Low preference - May set aside orders at any dollar threshold for any of the small business concerns identified in FAR 19.000(a)(3). - Should seek additional discounts to those established in the BPAs. - Solicitations may be oral or written and should establish a reasonable deadline for responses. - Ordering activities have broad discretion in fashioning suitable evaluation procedures. - If using price and other factors, evaluation procedures should be efficient and minimally burdensome. Sample RFQs can be found on gsa.gov/evse.
Step 3: Reach out to firms directly or Issue the RFQ (dependent of service type and acquisition value) | Regardless of the dollar value, when placing orders against the EVSE BPAs, ordering activities must first consider small business. If no small business can meet the need, the OCO may then award it to a large business BPA holder. Orders at or below the micro-purchase threshold ($10,000) - Orders may be placed with any BPA holder that can meet the agency needs. The ordering activity should attempt to distribute any such orders among the BPA holders. Orders exceeding the micro-purchase threshold but not exceeding the simplified acquisition threshold ($250,000) - Each BPA holder offering the required supplies and services must be provided a fair opportunity to be considered unless one of the exceptions at 8.405-6(a)(1)(i) applies. - This guide can be used to ensure that each BPA holder is provided a fair opportunity to be considered, as require by the FAR. If that is the case, the Contracting Officer is not required to contact each BPA holder. - The Contracting Officer must document the circumstances when restricting consideration to less than all multiple-award BPA holders offering the required supplies and services. (The BPA is pre-negotiated; therefore providing a fair opportunity can be comparing model prices within a particular CLIN as listed in this document.) Orders exceeding the simplified acquisition threshold - Unless one of the exceptions at 8.405-6(a)(1)(i) applies, the Contracting Officer must: - Provide an RFQ to all BPA holders offering the required supplies or services, to include a description of the supplies to be delivered or the services to be performed and the basis upon which the selection will be made. - Afford all BPA holders responding to the RFQ an opportunity to submit a quote; and - Fairly consider all responses received and make an award in accordance with the selection procedures. - The Contracting Officer must document the circumstances when restricting consideration to less than all multiple-award BPA holders offering the required supplies and services.
Step 4: Evaluate Quotes | When placing orders against the EVSE BPAs, ordering activities must evaluate all responses received based on the methodology stated in the evaliuation factors decided on to maintain fairness in the ordering process and mitigate protest risk. After evaluation of all responses, Contracting Officers must give award preference to offers with designated Small Business status. If no small business can meet the need, the OCO may then award the order to a large business BPA holder and document the award decision accordingly. The contrcting officer must document evidence of compliance with the procedures in paragraphs 8.3 and 8.4 in the basis for the award decision.
Step 5: Award the Delivery/Task Order | Document your order award in accordance with regulation and local policy. At a minimum, all orders shall include the following information: a. Complete shipping and billing addresses b. Agency Delivery/Task Order Number c. BPA number d. Discount terms (if applicable) e. Period of performance or delivery date f. SOW (if required, CLIN 0006 only) g. Number of units (if applicable) h. Unit price (if applicable) i. Total price of order Order actions must be reported in Federal Procurement Data System (FPDS) within three days after execution of the action. Email notification of the award must also be submitted to GSA at gsafleetafvteam@gsa.gov within five days after execution of the action. The email notification must consist of a copy of the order award, including the SOW if applicable, a brief description and total price of the order.
Step 6: Administer the Order/Close-out the Order | The ordering activity is responsible for administering the resulting order. This includes ensuring that the contractor’s performance on each order is reported in CPARS in accordance with the policies in FAR Subpart 42.15. Delivery/task order files should be closed out in accordance with FAR Subpart 4.804-1 or, if the order is administered by another office, 4.804-2.

## BPA Holder Contacts
BPA Number | Organization Name | Address | City | State | Zip Code | BPA End Date | Business Size | DUNS | SAM UEID | Authorized Negotiator | Phone | Email
47QMCA22A0001 | ABM FACILITY SUPPORT SERVICES, LLC | 12040 INDIAN CREEK CT | BELTSVILLE | MD | 20705-1238 | 2024-01-31 | Large Business (LB) | 80415845 | UJGDTE9Z1BB9 | Thomas Wray | (949) 202-9587 | thomas.wray@abm.com
47QMCA22A0002 | AMERESCO FEDERAL SOLUTIONS, INC. | 520 W SUMMIT HILL DR STE 401 | KNOXVILLE | TN | 37902-2004 | 2027-04-20 | Large Business (LB) | 196975957 | EHZNPJJYAL33 | Nicole Bulgarino | 865.414.1341 | nbulgarino@ameresco.com tsmith@ameresco.com
47QMCA22A0003 | APOLLO SUNGUARD SYSTEMS, INC. | 4487 ASHTON RD | SARASOTA | FL | 34233-2284 | 2027-04-20 | Small Business (SB), Service-disabled veteran-owned small business (SDVOSB) | 119329345 | JQJXT7N7J438 | Patricia Mowrey | 941.925.3000 | patricia@apollosunguard.com, mbianco@fedwayconsulting.com
47QMCA22A0004 | BEAM GLOBAL | 5660 EASTGATE DR | SAN DIEGO | CA | 92121-2816 | 2027-04-20 | Small Business (SB) | 788253065 | KZGLF2JLSL98 | Sandra Peterson, Matt Bianco | 408.691.0343 | Sandra.Peterson@beamforall.com, mbianco@fedwayconsulting.com
47QMCA22A0005 | CARAHSOFT TECHNOLOGY CORPORATION | 11493 SUNSET HILLS RD | RESTON | VA | 20190-5230 | 2027-04-20 | Large Business (LB) | 88365767 | DT8KJHZXVJH5 | Matt Rattigan | 703.871.8615 | Matt.Rattigan@carahsoft.com
47QMCA22A0006 | DISTRICT FLEET, LLC | 612 M ST NW APT A | WASHINGTON | DC | 20001-5482 | 2027-04-20 | Small Business (SB), Small Diverse Business (SDB), Historically Underutilized Business (HUB) Zone | 80446010 | Z7MWAAFHSNL9 | Dan MacDonald (District Fleet- CTA Team Lead) Dave Richard (TechFlow– CTA Team Member) | 202.257.3797 (Dan) 571.867.8524 (Dave) | dan@districtfleet.com drichard@techflow.com
47QMCA22A0007 | EATON CORPORATION | 8609 SIX FORKS RD | RALEIGH | NC | 27615-2966 | 2024-12-07 | Large Business (LB) | 38006110 | NP3NSFVMNUM3 | Carol Stovall, Marissa Pilcher | 508.926.6135 | CarolStovall@Eaton.com, MarissaDPilcher@eaton.com
47QMCA22A0008 | ENERGY SYSTEMS GROUP, LLC | 9877 EASTGATE CT | NEWBURGH | IN | 47630-2368 | 2027-04-20 | Large Business (LB) | 107175358 | JBZELFBMX1J4 | Steven T. Smith | 216.403.7020 | stsmith@energysystemsgroup.com
47QMCA22A0009 | GLOBAL ENTERPRISE, INC. | 3521 GODDARD WAY | ALEXANDRIA | VA | 22304-6365 | 2027-04-20 | Small Business (SB) | 23213949 | L3P3MXXX2W59 | Scotty Browning, Randy Livermore | (618) 535-2288 (Scotty) | RandyLivermore@fedharmony.com, ScottyBrowning@fedharmony.com
47QMCA22A0010 | LIOCE GROUP INC., THE | 2950 DRAKE AVE | HUNTSVILLE | AL | 35805-5124 | 2027-04-20 | Small Business (SB) | 798247446 | SSK3JD7D65D5 | Dominic Day | 256.650.1814 | dday@liocegroup.com
47QMCA22A0011 | OSC SOLUTIONS, INC. | 1100 NORTHPOINT PKWY STE 200 | WEST PALM BEACH | FL | 33407-1937 | 2027-04-20 | Small Business (SB), Veteran Owned Small Business (VOSB) | 61832130 | U15RUNNKM2W7 | Mark Shaffer | 619.838.1638 | mark.shaffer@oscmro.com
47QMCA22A0012 | PACIFIC LIGHTING MANAGEMENT, INC | 1638 E EDINGER AVE STE B | SANTA ANA | CA | 92705-5022 | 2027-04-20 | Small Business (SB), Historically Underutilized Business (HUB) Zone | 190815519 | J5ELCCSDMEE4 | Felicity Sundsboe | 714-972-1982 | felicity@pacltg.com
47QMCA22A000A | PCS ENERGY, LLC | 3947 LANDMARK ST | CULVER CITY | CA | 90232-2315 | 2027-04-20 | Small Business (SB) | 79590172 | TGSJM4J7UNC1 | Chris Vargas | (858) 243-6100. | chris.vargas@chargie.com
47QMCA22A000X | SIEMENS INDUSTRY, INC. | 1000 DEERFIELD PKWY | BUFFALO GROVE | IL | 60089-4547 | 2027-04-20 | Large Business (LB) | 10944650 | JZXZSN3BBL98 | Brandy Henson | 707.392.7113 | brandy.henson@siemens.com
47QMCA22A000Y | VERDEK, LLC | 123 ROLLING MEADOW RD | MADISON | CT | 06443-2309 | 2027-04-20 | Small Business (SB) | 958328796 | Q4BWYYMU1J86 | Guy Mannino | 203.421.6477 | gmannino@verdek.com
47QMCA22A000Z | WSP USA SOLUTIONS INC. | 1250 23RD ST NW 3RD FL | WASHINGTON | DC | 20037-1164 | 2027-04-20 | Large Business (LB) | 80244851 | GLHZFFJJZ8G2 | Jess Commerford, Denise Roth | 816.398.8650 | Jess.Commerford@wsp.com, Denise.Roth@wsp.com

## Offerings Summary
BPA Number | BPA Holders | Business Size | Brands | Platforms Undergoing NIST 171 or FedRAMP Process | Platforms Cleared for Ordering through BPAs (products can be accessed through MAS) | CLIN 0001 - EVSE Level 1 | CLIN 0002 - EVSE Level 2 | CLIN 0003 - EVSE DC Fast | CLIN 0004 - EVSE Solar/Off-grid | CLIN 0005 - EVSE Portable | CLIN 0006 - Site Planning & Ancillary Services | CLIN 0007 - Power Management & Metering | CLIN 0008 - Network Plans & Data Packages | CLIN 0009 - Operation, Repair & Maintenance Plans | CLIN 0010 - Other Non- Conventional Solutions | CLIN 0011 - Accessories & Components | 9
47QMCA22A0001 | ABM FACILITY SUPPORT SERVICES, LLC | Large Business (LB) | Atom Power, ABB, Blink Charging, ChargePoint, Efacec USA, EvoCharge, EVConnect, Heliox, JuiceBar, Nuvve, Rhombus, SemaConnect, Tritium | Atom Power, Blink, ChargePoint, EVConnect, Nuvve | None |  | X | X |  | X | X | X | X | X | X | X | Coming soon
47QMCA22A0002 | AMERESCO FEDERAL SOLUTIONS, INC. | Large Business (LB) | BTC and EVConnect | EVConnect | None |  | X | X |  |  | X |  | X | Coming soon
47QMCA22A0003 | APOLLO SUNGUARD SYSTEMS, INC. | Small Business (SB), Service-disabled veteran-owned small business (SDVOSB) | ChargePoint | ChargePoint | None |  | X | X |  | X | X | X | X | X | X | X
47QMCA22A0004 | BEAM GLOBAL | Small Business (SB) | Beam Global | ChargePoint | None | X | X |  | X | X | [5 empty] | X
47QMCA22A0005 | CARAHSOFT TECHNOLOGY CORPORATION | Large Business (LB) | ChargePoint | ChargePoint | None |  | X | X |  |  |  |  | X | X |  |  | X
47QMCA22A0006 | DISTRICT FLEET, LLC | Small Business (SB), Small Diverse Business (SDB), Historically Underutilized Business (HUB) Zone | ABB, BTC Power, EVConnect, EVoCharge, Freewire, Garage Juicebar, PowerCharge and Tritium | EVConnect, Freewire | None |  | X | X |  |  | X |  | X | X |  | X | X
47QMCA22A0007 | EATON CORPORATION | Large Business (LB) | Eaton |  |  |  | X |  |  |  | X |  |  |  | X
47QMCA22A0008 | ENERGY SYSTEMS GROUP, LLC | Large Business (LB) |  |  |  |  | Coming soon | Coming soon |  |  | X |  | Coming soon | Coming soon |  |  | Coming soon
47QMCA22A0009 | GLOBAL ENTERPRISE, INC. | Small Business (SB) | Livingston Energy, Terra Wallbox | Lynkwell | None | X | X | X |  | X | X |  | X | Coming soon |  |  | Coming soon
47QMCA22A0010 | LIOCE GROUP INC., THE | Small Business (SB) | Blink | Blink | None |  | X | X |  |  | X |  | X | X |  | X | Coming soon
47QMCA22A0011 | OSC SOLUTIONS, INC. | Small Business (SB), Veteran Owned Small Business (VOSB) |  |  |  |  | Coming soon | Coming soon |  |  | X | Coming soon | Coming soon | Coming soon |  |  | Coming soon
47QMCA22A0012 | PACIFIC LIGHTING MANAGEMENT, INC | Small Business (SB), Historically Underutilized Business (HUB) Zone | EVConnect, Clipper Creek, EVLoop, EVSE LLC, SemaConnect | EVConnect, EVLoop, Blink | None | X | X | X |  |  | X |  | X | X |  | X
47QMCA22A000A | PCS ENERGY, LLC | Small Business (SB) | EvoCharge |  |  |  | X |  |  |  | X |  | X |  |  | X
47QMCA22A000X | SIEMENS INDUSTRY, INC. | Large Business (LB) | Siemens | Depofinity, EVGateway | None |  | X | X |  |  | X |  | X | X |  | X
47QMCA22A000Y | VERDEK, LLC | Small Business (SB) | ABB E-Mobility, AeroVironment, AMPLY Power, ChargePoint, Efacec, EVConnect, EVoCharge, Freewire | BP Pulse ChargePoint, EVConnect, Freewire | None | X | X | X | X | X | X | X | X | X |  | X
47QMCA22A000Z | WSP USA SOLUTIONS INC. | Large Business (LB) | [8 empty] | X

## CLIN 0001 - EVSE Level 1
BPA Number | Organization Name | MANUFACTURER NAME | Available for Order Through BPA Today | MFR PART NO | DEALER PART NO (if applicable) | PRODUCT NAME | PRODUCT DESCRIPTION | UOI | DISCOUNT PRICE OFFERED TO GSA (including IFF) | BPA Price Offered | BPA Discount to MAS | Additional Quantity/Volume Discounts
47QMCA22A0004 | BEAM GLOBAL | Beam Global | YES | ARC-NEV | N/A | EV ARC 2020 with Neighborhood Electric Vehicle (NEV) 120V Charger with 3 standard 120V outlets (NEMA 5-20R) | The EV ARC 2020 generates power with a 4.3kW array and is the most powerful model we have ever released. Equipped with our patented BeamTrak solar tracking system. Included in the base unit price is a 12-month Operation & Maintenance Plan with wireless remote monitoring. Sun 3 Home Plug Add-on. Three standard 120 volt outlets common in US homes. Plug in using the Electric Vehicle Nozzle provided with most electric vehicles, golf carts and other personal mobility options. Non-networked. Powerper Outlet: .9 1.4 kW. Includes Transformer ARC upgrade th at stows EV ARC for easier transport. | EA | 59191.02 | 59043.04 | 0.25% | additional 0.75% is offered at 100 units or more on one Purchase Order
47QMCA22A0004 | BEAM GLOBAL | Beam Global | YES | ARC-EC3 | N/A | EV ARC 2020 with 3 (three) Enel JuiceBox EV Chargers | The EV ARC 2020 generates power with a 4.3kW array and is the most powerful model we have ever released. Equipped with our patented BeamTrak solar tracking system. Included in the base unit price is a 12-month Operation & Maintenance Plan with wireless remote monitoring. Includes Enel JuiceBox EV Charger 3 Plugs, type J1772. Includes Transformer ARC upgrade that stows EV ARC for easier transport. | EA | 63471.66 | 63312.98 | 0.25% | additional 0.75% is offered at 100 units or more on one Purchase Order
47QMCA22A0004 | BEAM GLOBAL | Beam Global | YES | ARC-EC4 | N/A | EV ARC 2020 with 4 (four) Enel JuiceBox EV Chargers | The EV ARC 2020 generates power with a 4.3kW array and is the most powerful model we have ever released. Equipped with our patented BeamTrak solar tracking system. Included in the base unit price is a 12-month Operation & Maintenance Plan with wireless remote monitoring. Includes Enel JuiceBox EV Chargers 4 Plugs, type J1772. Includes Transformer ARC upgrade that stows EV ARC for easier transport. | EA | 65224.88 | 65061.82 | 0.25% | additional 0.75% is offered at 100 units or more on one Purchase Order
47QMCA22A0009 | GLOBAL ENTERPRISE, INC. | Livingston Energy Group | YES | CP MPS 2.5 | CP MPS 2.5 | Portable EV Charging Station | Portable EV Charging Station - 2.5 kW output, Level 1 Charger, Input Current 20A, 10-20ft Charging Cord, 99% Efficiency, Mobile App Authentication, Single output port, Optional Network Charger, SAEJ1772 Vehicle Connector, OCPP Compliant, 5Yr Warranty. | EA | 6217.83 | 5906.94 | 5% | Over 100 / 5%
47QMCA22A0012 | PACIFIC LIGHTING MANAGEMENT, INC | Clipper Creek | YES | 0803-00-001 | CLIPPER_0802-00-014 | ACS-20, 16A LEVEL 1 EVSE | 12L X 5W (IN),ClipperCreeks ACS-20 provides a low power charging option perfect for your long term charging needs. This hardwired 120V unit eliminates the need for a GFCI outlet providing a more reliable charge. Ideal for long term airport charging, employee parking and residential use. Works with all plug-in vehicles including the Chevy Volt, Nissan Leaf, Fiat 500e, BMW i8, Kia Soul, Ford C Max, etc. For more information see: https://store.clippercreek.com/level1/level-1-16-amp-ev-charging-station-acs-120 | EA | 450.91 | 449.78 | 0.25% | 1% for orders >$15k
47QMCA22A0012 | PACIFIC LIGHTING MANAGEMENT, INC | Clipper Creek | YES | 0803-00-002 | CLIPPER_0802-00-012 | ACS-25, 20A LEVEL 1 EVSE | 23L X 12W (IN),ClipperCreeks ACS-25 provides a low power charging option (20 Amp), perfect for your long term charging needs. This hardwired 120V unit eliminates the need for a GFCI outlet providing a more reliable charge. Ideal for long term airport charging, employee parking and residential use. For more information see: https://store.clippercreek.com/level1/level-1-20-amp-ev-charging-station-acs-25 | EA | 502.18 | 500.92 | 0.25% | 1% for orders >$15k

## CLIN 0002 - EVSE Level 2
BPA Number | Organization Name | MANUFACTURER NAME | Available for Order Through BPA Today | MFR PART NO | DEALER PART NO (if applicable) | PRODUCT NAME | PRODUCT DESCRIPTION | UOI | DISCOUNT PRICE OFFERED TO GSA (including IFF) | BPA Price Offered | BPA Discount to MAS | Additional Quantity/Volume Discounts | Contract Ship Days (CONUS) | Geographic Availability | Commercial or Residential | Total Output (kW) | Input Current | Efficiency (%) | Energy Star (Level 2 ONLY) (Y/N) | Number of Ports | Vehicle Connector Types (J1772/Tesla etc.) | Charging Cord Length (ft) | Method of Initiating Charge / Authentication (RFID, Mobile App, QR Code etc.) | Networked Station (Y/N) | If Networked, Preferred or Standard Network | OCPP 1.6J- Compliant (Y/N) | OCPP 1.6J- Compliant (If N, explain level of effort required (Cost/Ease) to switch to a different network. | V2G Capable | Mount Type | Safety and Compliance (specify applicable certifications & ratings) | Warranty (Description, coverage & duration) | Payment Mechanism (Credit Card Swipe, RFID, App, etc.) | WEX or Voyager Credit Card Accepted?
47QMCA22A0007 | EATON CORPORATION | Eaton | Yes | GMEV-DPED | N/A | Eaton Green Motion EV Smart Breaker Charger -EV Dual Port Pedestal (Need to also order 2 x GMEV32BR-WC) | EV Dual Port Pedestal (Need to also order 2xGMEV32BR-WC) | EA | 1002.53 | 982.48 | 2% | N/A | Made to Order | US and Territories | Commercial | NA | NA | NA | NA | 2 | NA | NA | NA | NA | NA | NA | NA | NA | Pedestal Stand | UL | Standard, per GSA Contract Terms, GS-06F-0023R | NA | NA
47QMCA22A0007 | EATON CORPORATION | Eaton | Yes | GMEV-PED | N/A | Eaton Green Motion EV Smart Breaker Charger -EV Single Port Pedestal (Need to also order 1 x GMEV32BR-WC) | EV Single Port Pedestal (Need to also order 1xGMEV32BR-WC) | EA | 916.72 | 898.39 | 2% | N/A | Made to Order | US and Territories | Commercial | NA | NA | NA | NA | 1 | NA | NA | NA | NA | NA | NA | NA | NA | Pedestal Stand | UL | Standard, per GSA Contract Terms, GS-06F-0023R | NA | NA
47QMCA22A0001 | ABM FACILITY SUPPORT SERVICES, LLC | Blink Charging | Yes | 01-0180 | N/A | HQ 150 | Home Level 2 Charger / 32A | EA | 525.49 | 525.49 | 0% |  | 60 days to ship | Nationwide | Residential | 7.2 | 32 amp |  | Yes | 1 | SAE J1772 | up to 25ft | N/A | No | Blink | Yes |  | No | Pedestal/ Wall mount | UL | https://blinkcharging.com/warranty-terms-and-conditions/ | N/A
47QMCA22A0001 | ABM FACILITY SUPPORT SERVICES, LLC | Blink Charging | Yes | 01-0200 | N/A | HQ 200 Baisc | 50 amp / 12 kW AC Level 2 Charger, 23 ft. Cable - no Wi-Fi | EA | 573.35 | 573.35 | 0% |  | 60 days to ship | Nationwide | Residential | 12 | 50 amp circuit |  | No | 1 | SAE J1772 | up to 25ft | N/A | No | Blink | Yes |  | No | Pedestal/ Wall mount | UL Pending | https://blinkcharging.com/warranty-terms-and-conditions/
47QMCA22A0001 | ABM FACILITY SUPPORT SERVICES, LLC | EvoCharge | Yes | EVC3AA0A1E1A2 | N/A | EVSE (Non-Networked) | EVSE, Single Port 4 ft pedestal, 18 ft cable | EA | 1288.7 | 1288.7 | 0% |  | 20 | USA | Residential or Commercial | 7.68kW | 32A | Data Not Available | No | 1 | SAE J1772 | 18 ft | N/A | No | N/A | N/A | N/A | No | Pedestal | ADA/OSHA compliant; UL/cUL Listed; SAE J1772, UL 2594, UL 2231, UL 2251, CSA | 3 year standard warranty on charging station and accessories. An optional 2 year warranty extension (5 years total) is available for purchase. Full warranty terms & conditions: https://evocharge.com/warranty/ | N/A | N/A
47QMCA22A0001 | ABM FACILITY SUPPORT SERVICES, LLC | EvoCharge | Yes | EVC3AA0A1E1B2 | N/A | EVSE (Non-Networked) | EVSE, Dual Port 4 ft pedestal, 18 ft cable | EA | 1841.47 | 1841.47 | 0% |  | 20 | USA | Residential or Commercial | 7.68kW | 32A | Data Not Available | No | 1 | SAE J1772 | 18 ft | N/A | No | N/A | N/A | N/A | No | Pedestal | ADA/OSHA compliant; UL/cUL Listed; SAE J1772, UL 2594, UL 2231, UL 2251, CSA | 3 year standard warranty on charging station and accessories. An optional 2 year warranty extension (5 years total) is available for purchase. Full warranty terms & conditions: https://evocharge.com/warranty/ | N/A | N/A
47QMCA22A0001 | ABM FACILITY SUPPORT SERVICES, LLC | EvoCharge | Yes | EVC3AA0A2E1A1 | N/A | EVSE (Non-Networked) | EVSE, Single Port Wall, 18 ft cable | EA | 551.67 | 551.67 | 0% |  | 20 | USA | Residential or Commercial | 7.68kW | 32A | Data Not Available | No | 1 | SAE J1772 | 18 ft | N/A | No | N/A | N/A | N/A | No | Wall | ADA/OSHA compliant; UL/cUL Listed; SAE J1772, UL 2594, UL 2231, UL 2251, CSA | 3 year standard warranty on charging station and accessories. An optional 2 year warranty extension (5 years total) is available for purchase. Full warranty terms & conditions: https://evocharge.com/warranty/ | N/A | N/A
47QMCA22A0001 | ABM FACILITY SUPPORT SERVICES, LLC | EvoCharge | Yes | EVC3AA0B1A1A4 | N/A | EVSE (Non-Networked) | EVSE, Single Port 8 ft Pedestal with Retractor, 25 ft cable | EA | 2288.95 | 2288.95 | 0% |  | 20 | USA | Residential or Commercial | 7.68kW | 32A | Data Not Available | No | 1 | SAE J1772 | 25 ft | N/A | No | N/A | N/A | N/A | No | Pedestal | ADA/OSHA compliant; UL/cUL Listed; SAE J1772, UL 2594, UL 2231, UL 2251, CSA | 3 year standard warranty on charging station and accessories. An optional 2 year warranty extension (5 years total) is available for purchase. Full warranty terms & conditions: https://evocharge.com/warranty/ | N/A | N/A
47QMCA22A0001 | ABM FACILITY SUPPORT SERVICES, LLC | EvoCharge | Yes | EVC3AA0B1A1B4 | N/A | EVSE (Non-Networked) | EVSE, Dual Port 8 ft Pedestal with Retractors, 25 ft cable | EA | 3526.11 | 3526.11 | 0% |  | 20 | USA | Residential or Commercial | 7.68kW | 32A | Data Not Available | No | 1 | SAE J1772 | 25 ft | N/A | No | N/A | N/A | N/A | No | Pedestal | ADA/OSHA compliant; UL/cUL Listed; SAE J1772, UL 2594, UL 2231, UL 2251, CSA | 3 year standard warranty on charging station and accessories. An optional 2 year warranty extension (5 years total) is available for purchase. Full warranty terms & conditions: https://evocharge.com/warranty/ | N/A | N/A
47QMCA22A0001 | ABM FACILITY SUPPORT SERVICES, LLC | EvoCharge | Yes | EVC3AA0B2A1A1 | N/A | EVSE (Non-Networked) | EVSE, Single Port Wall with Retractor, 25 ft cable | EA | 1236.05 | 1236.05 | 0% |  | 20 | USA | Residential or Commercial | 7.68kW | 32A | Data Not Available | No | 1 | SAE J1772 | 25 ft | N/A | No | N/A | N/A | N/A | No | Wall | ADA/OSHA compliant; UL/cUL Listed; SAE J1772, UL 2594, UL 2231, UL 2251, CSA | 3 year standard warranty on charging station and accessories. An optional 2 year warranty extension (5 years total) is available for purchase. Full warranty terms & conditions: https://evocharge.com/warranty/ | N/A | N/A
47QMCA22A0001 | ABM FACILITY SUPPORT SERVICES, LLC | EvoCharge | Yes | EVC3AA0B2E1A1 | N/A | EVSE (Non-Networked) | EVSE, Single Port Wall, 25 ft cable | EA | 604.31 | 604.31 | 0% |  | 20 | USA | Residential or Commercial | 7.68kW | 32A | Data Not Available | No | 1 | SAE J1772 | 25 ft | N/A | No | N/A | N/A | N/A | No | Wall | ADA/OSHA compliant; UL/cUL Listed; SAE J1772, UL 2594, UL 2231, UL 2251, CSA | 3 year standard warranty on charging station and accessories. An optional 2 year warranty extension (5 years total) is available for purchase. Full warranty terms & conditions: https://evocharge.com/warranty/ | N/A | N/A
47QMCA22A0001 | ABM FACILITY SUPPORT SERVICES, LLC | EvoCharge | Yes | EVC4AA0C1B1A3 | N/A | EVSE (Non-Networked) | EVSE, Single Port 6 ft Pedestal with 22 ft EVOREEL | EA | 2710.11 | 2710.11 | 0% |  | 20 | USA | Residential or Commercial | 7.68kW | 32A | Data Not Available | No | 1 | SAE J1772 | 22 ft | N/A | No | N/A | N/A | N/A | No | Pedestal | ADA/OSHA compliant; UL/cUL Listed; SAE J1772, UL 2594, UL 2231, UL 2251, CSA | 3 year standard warranty on charging station and accessories. An optional 2 year warranty extension (5 years total) is available for purchase. Full warranty terms & conditions: https://evocharge.com/warranty/ | N/A | N/A
47QMCA22A0001 | ABM FACILITY SUPPORT SERVICES, LLC | EvoCharge | Yes | EVC4AA0C1B1B3 | N/A | EVSE (Non-Networked) | EVSE, Dual Port 6 ft Pedestal with 22 ft EVOREEL | EA | 4526.36 | 4526.36 | 0% |  | 20 | USA | Residential or Commercial | 7.68kW | 32A | Data Not Available | No | 2 | SAE J1772 | 22 ft | N/A | No | N/A | N/A | N/A | No | Pedestal | ADA/OSHA compliant; UL/cUL Listed; SAE J1772, UL 2594, UL 2231, UL 2251, CSA | 3 year standard warranty on charging station and accessories. An optional 2 year warranty extension (5 years total) is available for purchase. Full warranty terms & conditions: https://evocharge.com/warranty/ | N/A | N/A
47QMCA22A0001 | ABM FACILITY SUPPORT SERVICES, LLC | EvoCharge | Yes | EVC4AA0C2B1A1 | N/A | EVSE (Non-Networked) | EVSE, Single Port Wall with 22 ft EVOREEL | EA | 1815.14 | 1815.14 | 0% |  | 20 | USA | Residential or Commercial | 7.68kW | 32A | Data Not Available | No | 1 | SAE J1772 | 22 ft | N/A | No | N/A | N/A | N/A | No | Wall | ADA/OSHA compliant; UL/cUL Listed; SAE J1772, UL 2594, UL 2231, UL 2251, CSA | 3 year standard warranty on charging station and accessories. An optional 2 year warranty extension (5 years total) is available for purchase. Full warranty terms & conditions: https://evocharge.com/warranty/ | N/A | N/A
47QMCA22A0001 | ABM FACILITY SUPPORT SERVICES, LLC | EvoCharge | Yes | EVC4AA0D2B1A1 | N/A | EVSE (Non-Networked) | EVSE, Single Port Wall with 30 ft EVOREEL | EA | 1920.43 | 1920.43 | 0% |  | 20 | USA | Residendial or Commercial | 7.68kW | 32A | Data Not Available | No | 1 | SAE J1772 | 30 ft | N/A | No | N/A | N/A | N/A | No | Wall | ADA/OSHA compliant; UL/cUL Listed; SAE J1772, UL 2594, UL 2231, UL 2251, CSA | 3 year standard warranty on charging station and accessories. An optional 2 year warranty extension (5 years total) is available for purchase. Full warranty terms & conditions: https://evocharge.com/warranty/ | N/A | N/A
47QMCA22A0012 | PACIFIC LIGHTING MANAGEMENT, INC | Clipper Creek | Yes | 0918-00-003 | CLIPPER_0909-00-003 | HCS-40, 32A LEVEL 2 EVSE | 23L X 20W (IN),The HCS-40 is a high-quality, high-power, low-price EVSE, built and tested to automaker standards to ensure a reliable charge every time. The HCS-40 takes the wear-and-tear of everyday use in all environments. Its tough NEMA 4 outdoor rated enclosureensures you can install this unit anywhere with confidence.Works with all plug-in vehicles in North America. For more information see: https://store.clippercreek.com/level2/level2-20-to-32/hcs-40-hcs-40p-ev-charging-station | EA | 604.97 | 603.46 | 0.25% |  | 55 | Worldwide | Commercial | 7.7 | 32 | 99% | Yes | 1 or 2 | SAE J1772 | 25 | Manual | No | N/A | N/A | N/A | N/A | Wall or Pedestal | NEC-625, SAEJ1772, UL2594, UL 2251 | 3 years parts or replacement warranty | N/A | No
47QMCA22A0012 | PACIFIC LIGHTING MANAGEMENT, INC | Clipper Creek | Yes | 0918-01-003 | CLIPPER_0909-01-003 | HCS-40R, 32A LEVEL 2 EVSE | 23L X 20W (IN),The Ruggedized HCS-40R features a rubber overmolded SAE J1772 connector, a field-replaceable latch, and a five year warranty. The HCS-40R is an affordable solution designed for fleet, parking lot and extreme weather conditions.Works with a ll plug-invehicles in North America. For more information see: https://store.clippercreek.com/level2/level2-20-to-32/hcs-40-ruggedized | EA | 712.05 | 710.27 | 0.25% |  | 55 | Worldwide | Commercial | 7.7 | 32 | 99% | Yes | 1 | SAE J1772 | 25 | Manual | No | N/A | N/A | N/A | N/A | Wall | NEC-625, SAEJ1772, UL2594, UL 2251 | 3 years parts or replacement warranty | N/A | No
47QMCA22A0012 | PACIFIC LIGHTING MANAGEMENT, INC | Clipper Creek | Yes | 0918-00-003-0900-14-000 | CLIPPER_0909-00-005-0900-02-005 | SHARE2 ENABLED HCS-40 EVSE BUNDLE | 46L X 40W (IN),ClipperCreek Share2 enabled HCS-40 bundle. Share2 allows charging station owners to install two 32A, Level 2 charging stations on one 40A circuit. The Share2 is an inexpensive solution for any location looking for an easy way to double the number ofcharge points without running additional 240V circuits. The Share2 enabled HCS-40 will offer full power if one vehicle is requesting a charge and automatically splits the power if a second vehicle requests a charge at the same time. When one of the vehicles completes charging, the other station reverts to full power for the second vehicle. For more information see: https://store.clippercreek.com/level2/level2-20-to-32/Share2-HCS-40-Bundle | EA | 1603.98 | 1599.97 | 0.25% |  | 55 | Worldwide | Commercial | 7.7 | 32 | 99% | Yes | 2 | SAE J1772 | 25 | Manual | No | N/A | N/A | N/A | N/A | Wall or Pedestal | NEC-625, SAEJ1772, UL2594, UL 2251 | 3 years parts or replacement warranty | N/A | No
47QMCA22A0012 | PACIFIC LIGHTING MANAGEMENT, INC | Clipper Creek | Yes | 0918-01-003-0900-14-000 | CLIPPER_0909-01-005-0900-02-005 | SHARE2 ENABLED HCS-40R EVSE BUNDLE | 46L X 40W (IN),Share2 allows charging station owners to install two 32A, Level 2 charging stations on one 40A circuit. The Share2 is an inexpensive solution for any location looking for an easy way to double the number of charge points without running additional 240V circuits. The Share2 enabled HCS-40R will offer full power if one vehicle is requesting a charge and automatically splits the power if a second vehicle requests a charge at the same time. When one of the vehicles completes charging, the other station reverts to full power for the second vehicle.The Share2 enabled Ruggedized HCS-40R features a rubber overmolded SAE J1772 connector, a field-replaceable latch, and a five year warranty. For more information see: https://store.clippercreek.com/level2/level2-20-to-32/Share2-HCS-40R-Bundle | EA | 1818.13 | 1813.58 | 0.25% |  | 55 | Worldwide | Commercial | 7.7 | 32 | 99% | Yes | 2 | SAE J1772 | 25 | Manual | No | N/A | N/A | N/A | N/A | Wall or Pedestal | NEC-625, SAEJ1772, UL2594, UL 2251 | 3 years parts or replacement warranty | N/A | No
47QMCA22A0012 | PACIFIC LIGHTING MANAGEMENT, INC | Clipper Creek | Yes | 0918-00-004 | CLIPPER_0909-00-010 | HCS-50, 40A LEVEL 2 EVSE | 23L X 20W (IN),HCS-50 is the latest high quality, high power, low priced charging station from ClipperCreek. Built and tested to automaker standards to ensure a reliable charge every time. The HCS-50 is rated for indoor or outdoor use and comes with a wall mount connector holster. For more information see: https://store.clippercreek.com/level2/level2-40-to-80/hcs-50-hcs-50P-40-amp-ev-charging-station | EA | 679.93 | 678.23 | 0.25% |  | 55 | Worldwide | Commercial | 9.6 | 40 | 99% | Yes | 1 or 2 | SAE J1772 | 25 | Manual | No | N/A | N/A | N/A | N/A | Wall or Pedestal | NEC-625, SAEJ1772, UL2594, UL 2251 | 3 years parts or replacement warranty | N/A | No
47QMCA22A0012 | PACIFIC LIGHTING MANAGEMENT, INC | Clipper Creek | Yes | 0918-00-004-0900-14-000 | CLIPPER_0909-00-013-0900-02-005 | SHARE2 ENABLED HCS-50 EVSE BUNDLE | 21L X 10W (IN),ClipperCreek's Share2 enabled HCS-50 bundle. Share2 allows charging station owners to install two 40A, Level 2 charging stations on one 50A circuit. The Share2 is an inexpensive solution for any location looking for an easy way to double the numberof charge points without running additional 240V circuits. The Share2 enabled HCS-50 will offer full power if one vehicle is requesting a charge and automatically splits the power if a second vehicle requests a charge at the same time. When one of the vehicles completes charging, the other station reverts to full power for the second vehicle. | EA | 1753.89 | 1749.51 | 0.25% |  | 55 | Worldwide | Commercial | 9.6 | 40 | 99% | Yes | 2 | SAE J1772 | 25 | Manual | No | N/A | N/A | N/A | N/A | Wall or Pedestal | NEC-625, SAEJ1772, UL2594, UL 2251 | 3 years parts or replacement warranty | N/A | No
47QMCA22A0012 | PACIFIC LIGHTING MANAGEMENT, INC | Clipper Creek | Yes | 0920-00-000 | CLIPPER_0911-00-001 | HCS-60, 48A LEVEL 2 EVSE | 23L X 20W (IN),The HCS-60 is a 48 Amp electric vehicle charging station, built and tested to automaker standards to ensure a reliable charge every time.Works with all plug-in vehicles including the Chevy Volt, Nissan Leaf, Fiat 500e, BMW i8, Kia Soul, Ford C Max,etc. For more information see: https://store.clippercreek.com/level2/level2-40-to-80/hcs-60-48-amp-ev-charging-station | EA | 962.6 | 960.19 | 0.25% |  | 55 | Worldwide | Commercial | 11.5 | 48 | 99% | Yes | 1 or 2 | SAE J1772 | 25 | Manual | No | N/A | N/A | N/A | N/A | Wall or Pedestal | NEC-625, SAEJ1772, UL2594, UL 2251 | 3 years parts or replacement warranty | N/A | No
47QMCA22A0012 | PACIFIC LIGHTING MANAGEMENT, INC | Clipper Creek | Yes | 0920-01-000 | CLIPPER_0911-01-003 | HCS-60R, 48A LEVEL 2 EVSE | 21L X 10W (IN),The HCS-60R is an affordable solution designed for fleet, parking lot and extreme weather conditions. The HCS-60R is a 48 Amp electric vehicle charging station, built and tested to automaker standards to ensure a reliable charge every time.The HCS-60R features a rubber overmolded SAE J1772 connector, a field-replaceab le latch, and a five year warranty. Works with all plug-in vehicles including the Chevy Volt, Nissan Leaf, Fiat 500e, BMW i8, Kia Soul, Ford C Max, etc. | EA | 1069.68 | 1067.01 | 0.25% |  | 55 | Worldwide | Commercial | 11.5 | 48 | 99% | Yes | 1 | SAE J1772 | 25 | Manual | No | N/A | N/A | N/A | N/A | Wall | NEC-625, SAEJ1772, UL2594, UL 2251 | 3 years parts or replacement warranty | N/A | No
47QMCA22A0012 | PACIFIC LIGHTING MANAGEMENT, INC | Clipper Creek | Yes | 0920-01-000-0900-14-000 | CLIPPER_0911-00-003-0900-02-005 | SHARE2 ENABLED HCS-60 EVSE BUNDLE | 46L X 40W (IN),ClipperCreek's Share2 enabled HCS-60 bundle. Share2 allows charging station owners to install two 48A, Level 2 charging stations on one 60A circuit. The Share2 is an inexpensive solution for any location looking for an easy way to double the numberof charge points without running additional 240V circuits. The Share2 enabled HCS-60 will offer full power if one vehicle is requesting a charge and automatically splits the power if a second vehicle requests a charge at the same time. When one of the vehicles completes charging, the other station reverts to full power for the second vehicle. | EA | 2319.25 | 2313.45 | 0.25% |  | 55 | Worldwide | Commercial | 11.5 | 48 | 99% | Yes | 2 | SAE J1772 | 25 | Manual | No | N/A | N/A | N/A | N/A | Wall or Pedestal | NEC-625, SAEJ1772, UL2594, UL 2251 | 3 years parts or replacement warranty | N/A | No
47QMCA22A0012 | PACIFIC LIGHTING MANAGEMENT, INC | Clipper Creek | Yes | 0920-01-000-0900-14-000 | CLIPPER_0911-01-003-0900-02-005 | SHARE2 ENABLED HCS-60R EVSE BUNDLE | 21L X 10W (IN),ClipperCreek's Share2 enabled HCS-60R Ruggedized bundle. Share2® allows charging station owners to install two 48A, Level 2 charging stations on one 60A circuit. The Share2® is an inexpensive solution for any location looking for an easy way to double the number of charge points without running additional 240V circuits. The Share2® enabled HCS-60R will offer full power if one vehicle is requesting a charge and automatically splits the power if a second vehicle requests a charge at the same time.When one of the vehicles completes charging, the other station reverts to full power for the second vehicle. The Share2® enabled HCS-60R features a rubber overmolded SAE J1772 connector, a field-replaceable latch, and a five year warranty and is anaffordable solution designed for fleet, parking lot and extreme weather conditions. | EA | 2533.4 | 2527.07 | 0.25% |  | 55 | Worldwide | Commercial | 11.5 | 48 | 99% | Yes | 2 | SAE J1772 | 25 | Manual | No | N/A | N/A | N/A | N/A | Wall or Pedestal | NEC-625, SAEJ1772, UL2594, UL 2251 | 3 years parts or replacement warranty | N/A | No
47QMCA22A0012 | PACIFIC LIGHTING MANAGEMENT, INC | Clipper Creek | Yes | 0920-00-001 | CLIPPER_0911-00-004 | HCS-80, 64A LEVEL 2 EVSE | 21L X 10W (IN),The HCS-80 high-powered, Level 2 EV Charging Station EVSE - charges your car up to 11x faster than the cordset that came with your electric vehicle. It is a hardwired car charger and works indoors or outdoors with ALL electric cars. 64 Amps of power(15.4kW) is perfect for nearly every plug-in electric vehicles with standard connectior, and even Tesla Models 3, S, and X (adapter not oncluded). This high-power charging station is also perfect for future-proofing! | EA | 1037.56 | 1034.97 | 0.25% |  | 55 | Worldwide | Commercial | 15.4 | 64 | 99% | Yes | 1 or 2 | SAE J1772 | 25 | Manual | No | N/A | N/A | N/A | N/A | Wall or Pedestal | NEC-625, SAEJ1772, UL2594, UL 2251 | 3 years parts or replacement warranty | N/A | No
47QMCA22A0012 | PACIFIC LIGHTING MANAGEMENT, INC | Clipper Creek | Yes | 0920-00-001-0900-14-000 | CLIPPER_0911-00-004-0900-02-005 | SHARE2 ENABLED HCS-80 EVSE BUNDLE | 21L X 10W (IN),ClipperCreek's Share2 enabled HCS-80 bundle. Share2 allows charging station owners to install two 64A, Level 2 charging stations on one 80A circuit. The Share2 is an inexpensive solution for any location looking for an easy way to double the number of charge points without running additional 240V circuits. The Share2 enabled HCS-80 will offer full power if one vehicle is requesting a charge and automatically splits the power if a second vehicle requests a charge at the same time. When one of thevehicles completes charging, the other station reverts to full power for the second vehicle. | EA | 2469.15 | 2462.98 | 0.25% |  | 55 | Worldwide | Commercial | 15.4 | 64 | 99% | Yes | 2 | SAE J1772 | 25 | Manual | No | N/A | N/A | N/A | N/A | Wall or Pedestal | NEC-625, SAEJ1772, UL2594, UL 2251 | 3 years parts or replacement warranty | N/A | No
47QMCA22A0012 | PACIFIC LIGHTING MANAGEMENT, INC | Clipper Creek | Yes | 0920-01-001 | CLIPPER_0911-01-004 | HCS-80R, 64A LEVEL 2 EVSE | 21L X 10W (IN),The HCS-80R features a rubber overmolded SAE J1772 connector, a field-replaceable latch, and a five year warranty. The HCS-80R is an affordable solution designed for fleet, parking lot and extreme weather conditions. Works with nearly every plug-in electric vehicles with standard connectior, and even Tesla Models 3, S, and X (adapter not oncluded). This high-power charging station is also perfect for future-proofing! | EA | 1144.63 | 1141.77 | 0.25% |  | 55 | Worldwide | Commercial | 15.4 | 64 | 99% | Yes | 1 | SAE J1772 | 25 | Manual | No | N/A | N/A | N/A | N/A | Wall | NEC-625, SAEJ1772, UL2594, UL 2251 | 3 years parts or replacement warranty | N/A | No
47QMCA22A0012 | PACIFIC LIGHTING MANAGEMENT, INC | Clipper Creek | Yes | 0920-01-001-0900-14-000 | CLIPPER_0911-01-004-0900-02-005 | SHARE2 ENABLED HCS-80R EVSE BUNDLE | 21L X 10W (IN),ClipperCreek's Share2 enabled HCS-80R Ruggedized bundle. Share2 allows charging station owners to install two 64A, Level 2 charging stations on one 80A circuit. The Share2 is an inexpensive solution for any location looking for an easy way to doublethe number of charge points without running additional 240V circuits. The Share2® enabled HCS-80R will offer full power if one vehicle is requesting a charge and automatically splits the power if a second vehicle requests a charge at the same time. When one of the vehicles completes charging, the other station reverts to full power for the second vehicle.The Share2® enabled HCS-80R features a rubber overmolded SAE J1772 connector, a field-replaceable latch, and a five year warranty. The Share2®enabled HCS-80R is an affordable solution designed for fleet, parking lot and extreme weather conditions. Works with all plug-in vehicles including the Chevy Bolt, Nissan Leaf, and Chrysler Pacifica, etc. | EA | 2683.3 | 2676.59 | 0.25% |  | 55 | Worldwide | Commercial | 15.4 | 64 | 99% | Yes | 2 | SAE J1772 | 25 | Manual | No | N/A | N/A | N/A | N/A | Wall or Pedestal | NEC-625, SAEJ1772, UL2594, UL 2251 | 3 years parts or replacement warranty | N/A | No
47QMCA22A0012 | PACIFIC LIGHTING MANAGEMENT, INC | Clipper Creek | Yes | 0224-00-009 | CLIPPER_0224-00-009 | CS-100, 80A LEVEL 2 EVSE | 24L X 20W (IN),The CS-100 has the most power output in a UL-Listed Level-2 EVSE offering 19.2 kW for EV charging. The CS-100 works with all J1772 compliant vehicles.Great for vehicles that can accept high power charging, and future proofing installations. A purelycommercial EVSE, modularly designed and set up for easy field service and parts replacement. For more information see: https://store.clippercreek.com/cs-100-70-amp-80-amp-ev-charging-station | EA | 2219.73 | 2214.18 | 0.25% |  | 55 | Worldwide | Commercial | 19.2 | 80 | 99% | Yes | 1 or 2 | SAE J1772 | 25 | Manual | No | N/A | N/A | N/A | N/A | Wall or Pedestal | NEC-625, SAEJ1772, UL2594, UL 2251 | 3 years parts or replacement warranty | N/A | No
47QMCA22A0012 | PACIFIC LIGHTING MANAGEMENT, INC | Clipper Creek | Yes |  | CLIPPER_0617-00-020 | ECS-20 15A 230V J1772 | 24L X 12W (IN),Charging Current: 15A charging, Connector Type: J1772, Power: 230V, 20A dedicated circuit, 25 Feet Cable, Warranty: 3 Years Certifications: ETL EU, CE, Enclosure: NEMA 4; indoor/outdoor rated, fully sealed, 11L x 4W x 3D, Installation: P lug connected, CEE 7/7 Shuko Plug. For more information call PLEMCo. | EA | 559.17 | 557.77 | 0.25% |  | 75 | Worldwide | Commercial | 3.5 | 15 | 99% | No | 1 | SAE J1772 | 25 | Manual | No | N/A | N/A | N/A | N/A | Wall | NEC-625, SAEJ1772, UL2594, UL 2251 | 4 years parts or replacement warranty | N/A | No
47QMCA22A0012 | PACIFIC LIGHTING MANAGEMENT, INC | Clipper Creek | Yes |  | CLIPPER_0619-00-005 | ECS-20 15A 230V TYPE-2 | 24L X 12W (IN),Charging Current: 15A charging, Connector Type-2, Power: 230V, 20A dedicated circuit, 25 Feet Cable, Warranty: 3 Years Certifications: ETL EU, CE, Enclosure: NEMA 4; indoor/outdoor rated, fully sealed, 11L x 4W x 3D, Installation: Plug c onnected,CEE 7/7 Shuko Plug. For more information call PLEMCo. | EA | 809.72 | 807.7 | 0.25% |  | 75 | Worldwide | Commercial | 3.5 | 15 | 99% | No | 1 | SAE J1772 | 25 | Manual | No | N/A | N/A | N/A | N/A | Wall | NEC-625, SAEJ1772, UL2594, UL 2251 | 5 years parts or replacement warranty | N/A | No
47QMCA22A0012 | PACIFIC LIGHTING MANAGEMENT, INC | Clipper Creek | Yes | 0230-00-003 | CLIPPER_0214-00-008 | CS40E LEVEL2 230V J1772 | 36L X 36W (IN),Charging Current: 32A, Connector Type-2 (European) Power: 230V, 40A dedicated circuit, 25 feet Cable, 1 Year Warranty, Certifications: UL, cUL, ETL, cETL. NEMA 4 enclosure; indoor/outdoor rated, fully sealed, Dimensions: 21H x 17W x 8D ( mounting holes 16 on center), Installation: Hardwired. For more information cal l PLEMCo. | EA | 1782.41 | 1777.95 | 0.25% |  | 75 | Worldwide | Commercial | 7.4 | 32 | 99% | No | 1 | SAE J1772 | 25 | Manual | No | N/A | N/A | N/A | N/A | Wall | NEC-625, SAEJ1772, UL2594, UL 2251 | 6 years parts or replacement warranty | N/A | No
47QMCA22A0012 | PACIFIC LIGHTING MANAGEMENT, INC | Clipper Creek | Yes | 0230-00-010 | CLIPPER_0226-00-000 | CS40E LEVEL2 230V TYPE-2 | 36L X 36W (IN),Charging Current: 32A, Connector Type: J1772 (Lockable), Power: 230V, 40A dedicated circuit, 25 feet Cable, 1 Year Warranty, Certifications: CE, NEMA 4; indoor/outdoor rated, fully sealed, Dimensions: 21H x 17W x 8D (mounting holes 16 o n center),Installation: Hardwired. For more information call PLEMCo. | EA | 1884.26 | 1879.55 | 0.25% |  | 75 | Worldwide | Commercial | 7.4 | 32 | 99% | No | 1 | SAE J1772 | 25 | Manual | No | N/A | N/A | N/A | N/A | Wall | NEC-625, SAEJ1772, UL2594, UL 2251 | 7 years parts or replacement warranty | N/A | No
47QMCA22A0012 | PACIFIC LIGHTING MANAGEMENT, INC | LOOP INC | Yes | EVS-80A-L2-001 | LOOP_EVS-80A-L2-001 | EV-FLEETSINGLE PORT LEVEL 2 HIGH-POWER CHARGER | 20L X 16W (IN),High-power Level 2 EV charger. Access Control: RFID, Smartphone (QR Code). Output: 80 Amp / 19.2kW max output. Network Connectivity: Built-in Wi-Fi (802.11 b/g/n). For built in LTE Cellular (CAT 1: AT&T or Verizon) additional Gateway package is required for at least one unit per site. Communication: OCPP 1.6 Compliant. Certifications: UL, California Title-4 Compliant (gas-pump-style screen), Connector: SAE J1772 Type 1 Standard 25 ft cable. 3-year limited product warranty (parts only); O&M and extended warranty plans are available. Additional recurring networking services are required. Loop provides such services for a fee that is charged directly to the end-users. However, other OCPP compliant services are also available. | EA | 2926.95 | 2809.87 | 4% | Spot discounts at order level | 55 | Worldwide | Residential | 7.7 | 32 | 99% | Yes | 1 or 2 | SAE J1772 | 25 | Mobile App., Manual | No | EV-Loop | Yes |  | No | Wall or Pedestal | UL 1998/2231/2594/2251 / 94V-D, CTEP Certified | 1-year On-site, 3-years total | Mobile App., Manual | Both in development
47QMCA22A0004 | BEAM GLOBAL | Beam Global | Yes | ARC-EC1 | N/A | EV ARC 2020 with 1 (one) Enel JuiceBox EV Charger | The EV ARC 2020 generates power with a 4.3kW array and is the most powerful model we have ever released. Equipped with our patented BeamTrak solar tracking system. Included in the base unit price is a 12-month Operation & Maintenance Plan with wireless remote monitoring. Includes Enel JuiceBox EV Charger 1 Plug, type J1772. Includes Transformer ARC upgrade that stows EV ARC for easier transport. | EA | 59965.22 | 59815.31 | 0.25% | additional 0.75% is offered at 100 units or more on one Purchase Order | 90 | Global: Beam systems can be shipped in a 20 ft container (J-1772 plug configuration) | Commercial | 1 port - 5.76kW max single port power | N/A--the EV ARC system is off grid | 91.2% efficiency (solar to charger) | No | 1 | SAE J-1772 | 25 ft | No authentication needed | No: The Enel X JuiceBox charger is not networked; Yes: The EV ARC 2020 base infrastructure system that produces and stores energy is networked | Not applicable for the Enel X JuiceBox charger, which is not networked; Standard Network for the EV ARC 2020 base infrastructure system that produces and stores energy, which is networked | Not applicable | Not applicable | No | EV ARC systems are off-grid and fit in a standard parking spot; the EV charger is mounted on the EV ARC mounting column. | EV ARC systems are wind rated to 125mph; Inverter UL1741-2010/2018, IEEE1547a-2003/2014, FCC 15 class B, UL1741SA, CA Rule 21, HECO Rule 14H; Solar Panels UL 1703, IEC 61215, IEC 61730; Battery UL1642, BMS and Components Demonstrated to UL2271; EVSE UL2594 and UL2231 | Beam EV ARC 2020 Product Warranty: 1-year manufacturer warranty warrants the product(s) sold by it to be free from defects in materials and workmanship for a period of 12 months from the date of delivery. Additionally, the manufacturer’s warranties for many major components of the product are passed through to the customer as follows: • Inverter – 10 year limited warranty (5 years on LCD screen and Fans) • Battery – 5 year warranty, plus 5 additional years on the cells only • High power 360w or equivalent PV Modules – 25-year warranty with a maximum performance degradation of 0.25%/yr over the course of 25 years • Wireless Communications – 3-year product warranty • DC-DC Converter – 2-year limited warranty | Not applicable | Not applicable
47QMCA22A0004 | BEAM GLOBAL | Beam Global | Yes | ARC-EC2 | N/A | EV ARC 2020 with 2 (two) Enel JuiceBox EV Chargers | The EV ARC 2020 generates power with a 4.3kW array and is the most powerful model we have ever released. Equipped with our patented BeamTrak solar tracking system. Included in the base unit price is a 12-month Operation & Maintenance Plan with wireless remote monitoring. Includes Enel JuiceBox EV Charger 2 Plugs, type J1772. Includes Transformer ARC upgrade that stows EV ARC for easier transport. | EA | 61718.44 | 61564.14 | 0.25% | additional 0.75% is offered at 100 units or more on one Purchase Order | 90 | Global: Beam systems can be shipped in a 20 ft container (J-1772 plug configuration) | Commercial | 2 ports - 2.88kW - 5.76kW of power per plug | N/A--the EV ARC system is off grid | 91.2% efficiency (solar to charger) | No | 2 | SAE J-1772 | 25 ft | No authentication needed | No: The Enel X JuiceBox charger is not networked; Yes: The EV ARC 2020 base infrastructure system that produces and stores energy is networked | Not applicable for the Enel X JuiceBox charger, which is not networked; Standard Network for the EV ARC 2020 base infrastructure system that produces and stores energy, which is networked | Not applicable | Not applicable | No | EV ARC systems are off-grid and fit in a standard parking spot; the EV charger is mounted on the EV ARC mounting column. | EV ARC systems are wind rated to 125mph; Inverter UL1741-2010/2018, IEEE1547a-2003/2014, FCC 15 class B, UL1741SA, CA Rule 21, HECO Rule 14H; Solar Panels UL 1703, IEC 61215, IEC 61730; Battery UL1642, BMS and Components Demonstrated to UL2271; EVSE UL2594 and UL2231 | Beam EV ARC 2020 Product Warranty: 1-year manufacturer warranty warrants the product(s) sold by it to be free from defects in materials and workmanship for a period of 12 months from the date of delivery. Additionally, the manufacturer’s warranties for many major components of the product are passed through to the customer as follows: • Inverter – 10 year limited warranty (5 years on LCD screen and Fans) • Battery – 5 year warranty, plus 5 additional years on the cells only • High power 360w or equivalent PV Modules – 25-year warranty with a maximum performance degradation of 0.25%/yr over the course of 25 years • Wireless Communications – 3-year product warranty • DC-DC Converter – 2-year limited warranty | Not applicable | Not applicable
47QMCA22A0004 | BEAM GLOBAL | Beam Global | Yes | ARC-EC3 | N/A | EV ARC 2020 with 3 (three) Enel JuiceBox EV Chargers | The EV ARC 2020 generates power with a 4.3kW array and is the most powerful model we have ever released. Equipped with our patented BeamTrak solar tracking system. Included in the base unit price is a 12-month Operation & Maintenance Plan with wireless remote monitoring. Includes Enel JuiceBox EV Charger 3 Plugs, type J1772. Includes Transformer ARC upgrade that stows EV ARC for easier transport. | EA | 63471.66 | 63312.98 | 0.25% | additional 0.75% is offered at 100 units or more on one Purchase Order | 90 | Global: Beam systems can be shipped in a 20 ft container (J-1772 plug configuration) | Commercial | 3 ports - 1.92kW - 5.76kW of power per plug | N/A--the EV ARC system is off grid | 91.2% efficiency (solar to charger) | No | 3 | SAE J-1772 | 25 ft | No authentication needed | No: The Enel X JuiceBox charger is not networked; Yes: The EV ARC 2020 base infrastructure system that produces and stores energy is networked | Not applicable for the Enel X JuiceBox charger, which is not networked; Standard Network for the EV ARC 2020 base infrastructure system that produces and stores energy, which is networked | Not applicable | Not applicable | No | EV ARC systems are off-grid and fit in a standard parking spot; the EV charger is mounted on the EV ARC mounting column. | EV ARC systems are wind rated to 125mph; Inverter UL1741-2010/2018, IEEE1547a-2003/2014, FCC 15 class B, UL1741SA, CA Rule 21, HECO Rule 14H; Solar Panels UL 1703, IEC 61215, IEC 61730; Battery UL1642, BMS and Components Demonstrated to UL2271; EVSE UL2594 and UL2231 | Beam EV ARC 2020 Product Warranty: 1-year manufacturer warranty warrants the product(s) sold by it to be free from defects in materials and workmanship for a period of 12 months from the date of delivery. Additionally, the manufacturer’s warranties for many major components of the product are passed through to the customer as follows: • Inverter – 10 year limited warranty (5 years on LCD screen and Fans) • Battery – 5 year warranty, plus 5 additional years on the cells only • High power 360w or equivalent PV Modules – 25-year warranty with a maximum performance degradation of 0.25%/yr over the course of 25 years • Wireless Communications – 3-year product warranty • DC-DC Converter – 2-year limited warranty | Not applicable | Not applicable
47QMCA22A0004 | BEAM GLOBAL | Beam Global | Yes | ARC-EC4 | N/A | EV ARC 2020 with 4 (four) Enel JuiceBox EV Chargers | The EV ARC 2020 generates power with a 4.3kW array and is the most powerful model we have ever released. Equipped with our patented BeamTrak solar tracking system. Included in the base unit price is a 12-month Operation & Maintenance Plan with wireless remote monitoring. Includes Enel JuiceBox EV Chargers 4 Plugs, type J1772. Includes Transformer ARC upgrade that stows EV ARC for easier transport. | EA | 65224.88 | 65061.82 | 0.25% | additional 0.75% is offered at 100 units or more on one Purchase Order | 90 | Global: Beam systems can be shipped in a 20 ft container (J-1772 plug configuration) | Commercial | 4 ports - 1.44kW - 5.76kW of power per plug | N/A--the EV ARC system is off grid | 91.2% efficiency (solar to charger) | No | 4 | SAE J-1772 | 25 ft | No authentication needed | No: The Enel X JuiceBox charger is not networked; Yes: The EV ARC 2020 base infrastructure system that produces and stores energy is networked | Not applicable for the Enel X JuiceBox charger, which is not networked; Standard Network for the EV ARC 2020 base infrastructure system that produces and stores energy, which is networked | Not applicable | Not applicable | No | EV ARC systems are off-grid and fit in a standard parking spot; the EV charger is mounted on the EV ARC mounting column. | EV ARC systems are wind rated to 125mph; Inverter UL1741-2010/2018, IEEE1547a-2003/2014, FCC 15 class B, UL1741SA, CA Rule 21, HECO Rule 14H; Solar Panels UL 1703, IEC 61215, IEC 61730; Battery UL1642, BMS and Components Demonstrated to UL2271; EVSE UL2594 and UL2231 | Beam EV ARC 2020 Product Warranty: 1-year manufacturer warranty warrants the product(s) sold by it to be free from defects in materials and workmanship for a period of 12 months from the date of delivery. Additionally, the manufacturer’s warranties for many major components of the product are passed through to the customer as follows: • Inverter – 10 year limited warranty (5 years on LCD screen and Fans) • Battery – 5 year warranty, plus 5 additional years on the cells only • High power 360w or equivalent PV Modules – 25-year warranty with a maximum performance degradation of 0.25%/yr over the course of 25 years • Wireless Communications – 3-year product warranty • DC-DC Converter – 2-year limited warranty | Not applicable | Not applicable
47QMCA22A0004 | BEAM GLOBAL | Beam Global | Yes | ARC-EC5 | N/A | EV ARC 2020 with 5 (five) Enel JuiceBox EV Chargers | The EV ARC 2020 generates power with a 4.3kW array and is the most powerful model we have ever released. Equipped with our patented BeamTrak solar tracking system. Included in the base unit price is a 12-month Operation & Maintenance Plan with wireless remote monitoring. Includes Enel JuiceBox EV Chargers 5 Plugs, type J1772. Includes Transformer ARC upgrade that stows EV ARC for easier transport. | EA | 66978.1 | 66810.65 | 0.25% | additional 0.75% is offered at 100 units or more on one Purchase Order | 90 | Global: Beam systems can be shipped in a 20 ft container (J-1772 plug configuration) | Commercial | 5 ports - 1.15kW - 5.76kW of power per plug | N/A--the EV ARC system is off grid | 91.2% efficiency (solar to charger) | No | 5 | SAE J-1772 | 25 ft | No authentication needed | No: The Enel X JuiceBox charger is not networked; Yes: The EV ARC 2020 base infrastructure system that produces and stores energy is networked | Not applicable for the Enel X JuiceBox charger, which is not networked; Standard Network for the EV ARC 2020 base infrastructure system that produces and stores energy, which is networked | Not applicable | Not applicable | No | EV ARC systems are off-grid and fit in a standard parking spot; the EV charger is mounted on the EV ARC mounting column. | EV ARC systems are wind rated to 125mph; Inverter UL1741-2010/2018, IEEE1547a-2003/2014, FCC 15 class B, UL1741SA, CA Rule 21, HECO Rule 14H; Solar Panels UL 1703, IEC 61215, IEC 61730; Battery UL1642, BMS and Components Demonstrated to UL2271; EVSE UL2594 and UL2231 | Beam EV ARC 2020 Product Warranty: 1-year manufacturer warranty warrants the product(s) sold by it to be free from defects in materials and workmanship for a period of 12 months from the date of delivery. Additionally, the manufacturer’s warranties for many major components of the product are passed through to the customer as follows: • Inverter – 10 year limited warranty (5 years on LCD screen and Fans) • Battery – 5 year warranty, plus 5 additional years on the cells only • High power 360w or equivalent PV Modules – 25-year warranty with a maximum performance degradation of 0.25%/yr over the course of 25 years • Wireless Communications – 3-year product warranty • DC-DC Converter – 2-year limited warranty | Not applicable | Not applicable
47QMCA22A0004 | BEAM GLOBAL | Beam Global | Yes | ARC-EC6 | N/A | EV ARC 2020 with 6 (six) Enel JuiceBox EV Chargers | The EV ARC 2020 generates power with a 4.3kW array and is the most powerful model we have ever released. Equipped with our patented BeamTrak solar tracking system. Included in the base unit price is a 12-month Operation & Maintenance Plan with wireless remote monitoring. Includes Enel JuiceBox EV Chargers 6 Plugs, type J1772. Includes Transformer ARC upgrade that stows EV ARC for easier transport. | EA | 68731.32 | 68559.49 | 0.25% | additional 0.75% is offered at 100 units or more on one Purchase Order | 90 | Global: Beam systems can be shipped in a 20 ft container (J-1772 plug configuration) | Commercial | 6 ports - 0.96kW - 5.76kW of power per plug | N/A--the EV ARC system is off grid | 91.2% efficiency (solar to charger) | No | 6 | SAE J-1772 | 25 ft | No authentication needed | No: The Enel X JuiceBox charger is not networked; Yes: The EV ARC 2020 base infrastructure system that produces and stores energy is networked | Not applicable for the Enel X JuiceBox charger, which is not networked; Standard Network for the EV ARC 2020 base infrastructure system that produces and stores energy, which is networked | Not applicable | Not applicable | No | EV ARC systems are off-grid and fit in a standard parking spot; the EV charger is mounted on the EV ARC mounting column. | EV ARC systems are wind rated to 125mph; Inverter UL1741-2010/2018, IEEE1547a-2003/2014, FCC 15 class B, UL1741SA, CA Rule 21, HECO Rule 14H; Solar Panels UL 1703, IEC 61215, IEC 61730; Battery UL1642, BMS and Components Demonstrated to UL2271; EVSE UL2594 and UL2231 | Beam EV ARC 2020 Product Warranty: 1-year manufacturer warranty warrants the product(s) sold by it to be free from defects in materials and workmanship for a period of 12 months from the date of delivery. Additionally, the manufacturer’s warranties for many major components of the product are passed through to the customer as follows: • Inverter – 10 year limited warranty (5 years on LCD screen and Fans) • Battery – 5 year warranty, plus 5 additional years on the cells only • High power 360w or equivalent PV Modules – 25-year warranty with a maximum performance degradation of 0.25%/yr over the course of 25 years • Wireless Communications – 3-year product warranty • DC-DC Converter – 2-year limited warranty | Not applicable | Not applicable
47QMCA22A0001 | ABM FACILITY SUPPORT SERVICES, LLC | ChargePoint | Yes | CT4001-CCM | N/A | CT4K Hardware | CT4000 Bollard Concrete Mounting Kit. Bolts: 5/8 - 11 x 9? F1554 Grade 55 hot-dipped galvanized threaded bolts - 3 ea. Nuts: 5/8 - Heavy Galvanized Hex Nuts (DH Rated) - 12 ea. Washers: Galvanized Washers (ASTM F436) - 9 ea. Plastic Template - 1 ea | EA | 100.5 | 100.5 | 0% |  | 30 days to ship | USA | Commercial
47QMCA22A0001 | ABM FACILITY SUPPORT SERVICES, LLC | Efacec USA | No - Product is undergoing FedRAMP review and will not be available for ordering through the BPAs until this process is complete and the platform this product operates on receives an ATO designation or it has been determined does not require one. Purchase this product today through GSA Advantage, but agencies will need to evaluate each product at the agency level to ensure it meets all agency-specific privacy, IT, and cyber supply chain requirements. | EV-CW G2 UL XCCX 2x 1F30PT1 | N/A | PC7.2 - Dual-Port Public AC Charger | 7.2 kW - Dual Port Charging Station - Public AC Charger - J1772 - Universal Plug Type - simultaneous charging Networks services will needed to be added for complete product offering from evconnect or greenlots | EA | 7465.99 | 7465.99 | 0% |  | 35 | USA | Commercial | 7.2 | 30A | 95 | No | 2 | SAE J1772 | 19.7ft | RFID, Mobile APP | Y | OCPP Compliant Networks | Y | Y | N | Wall and Pedestal | UL, IP54, IK10, NEMA 3R, Cable Retention | 2 Years Standard, Extention to 5 years available | Credit Card w/ RFID, Mobile APP | N
47QMCA22A0001 | ABM FACILITY SUPPORT SERVICES, LLC | JuiceBar | No - Product is undergoing FedRAMP review and will not be available for ordering through the BPAs until this process is complete and the platform this product operates on receives an ATO designation or it has been determined does not require one. Purchase this product today through GSA Advantage, but agencies will need to evaluate each product at the agency level to ensure it meets all agency-specific privacy, IT, and cyber supply chain requirements. | JB3.0321 | N/A | Gen. 3 | Wall / Pedestal mounted EVSE with 18' cable providing 32A per plug or 7.6kWh to the EV (single) | EA | 4690.18 | 4690.18 | 0% |  | 60 days to ship | USA | Commercial | 7.6 KW | 32A |  | Yes | 1 | SAE J1772 | 18' | APP | Y | Standard | Y | T | No | Energy Star | UL | one year standard parts only warranty | App via Network Service Provider | RFID
47QMCA22A0001 | ABM FACILITY SUPPORT SERVICES, LLC | JuiceBar | No - Product is undergoing FedRAMP review and will not be available for ordering through the BPAs until this process is complete and the platform this product operates on receives an ATO designation or it has been determined does not require one. Purchase this product today through GSA Advantage, but agencies will need to evaluate each product at the agency level to ensure it meets all agency-specific privacy, IT, and cyber supply chain requirements. | JB3.0322-C | N/A | Gen. 3 | Wall / Pedestal mounted EVSE with 18' cable providing 32A per plug or 7.6kWh to the EV (dual) | EA | 4977.33 | 4977.33 | 0% |  | 60 days to ship | USA | Commercial | 7.6 KW | 32A |  | Yes | 2 | SAE J1772 | 18' | APP | Y | Standard | Y | T | No | Energy Star | UL | one year standard parts only warranty | App via Network Service Provider | RFID
47QMCA22A0001 | ABM FACILITY SUPPORT SERVICES, LLC | JuiceBar | No - Product is undergoing FedRAMP review and will not be available for ordering through the BPAs until this process is complete and the platform this product operates on receives an ATO designation or it has been determined does not require one. Purchase this product today through GSA Advantage, but agencies will need to evaluate each product at the agency level to ensure it meets all agency-specific privacy, IT, and cyber supply chain requirements. | JB3.0401-C | N/A | Gen. 3 | Wall / Pedestal mounted EVSE with 18' cable providing 40A per plug or 9.6kWh to the EV (single) | EA | 5360.2 | 5360.2 | 0% |  | 60 days to ship | USA | Commercial | 9.6 Kw | 40! |  | Yes | 1 | SAE J1772 | 18' | APP | Y | Standard | Y | T | No | Energy Star | UL | one year standard parts only warranty | App via Network Service Provider | RFID
47QMCA22A0001 | ABM FACILITY SUPPORT SERVICES, LLC | JuiceBar | No - Product is undergoing FedRAMP review and will not be available for ordering through the BPAs until this process is complete and the platform this product operates on receives an ATO designation or it has been determined does not require one. Purchase this product today through GSA Advantage, but agencies will need to evaluate each product at the agency level to ensure it meets all agency-specific privacy, IT, and cyber supply chain requirements. | JB3.0402-C | N/A | Gen. 3 | Wall / Pedestal mounted EVSE with 18' cable providing 40A per plug or 9.6kWh to the EV (dual plugs) | EA | 6047.46 | 6047.46 | 0% |  | 60 days to ship | USA | Commercial | 9.6 Kw | 40A |  | Yes | 2 | SAE J1772 | 18' | APP | Y | Standard | Y | T | No | Energy Star | UL | one year standard parts only warranty | App via Network Service Provider | RFID
47QMCA22A0001 | ABM FACILITY SUPPORT SERVICES, LLC | JuiceBar | No - Product is undergoing FedRAMP review and will not be available for ordering through the BPAs until this process is complete and the platform this product operates on receives an ATO designation or it has been determined does not require one. Purchase this product today through GSA Advantage, but agencies will need to evaluate each product at the agency level to ensure it meets all agency-specific privacy, IT, and cyber supply chain requirements. | JB3.04801-C | N/A | Gen. 3 | Wall / Pedestal mounted EVSE with 18' cable providing 48A per plug or 11.5kWh to the EV (single) | EA | 5838.79 | 5838.79 | 0% |  | 60 days to ship | USA | Commercial | 11.5 Kw | 48A |  | Yes | 1 | SAE J1772 | 18' | APP | Y | Standard | Y | T | No | Energy Star | UL | one year standard parts only warranty | App via Network Service Provider | RFID
47QMCA22A0001 | ABM FACILITY SUPPORT SERVICES, LLC | JuiceBar | No - Product is undergoing FedRAMP review and will not be available for ordering through the BPAs until this process is complete and the platform this product operates on receives an ATO designation or it has been determined does not require one. Purchase this product today through GSA Advantage, but agencies will need to evaluate each product at the agency level to ensure it meets all agency-specific privacy, IT, and cyber supply chain requirements. | JB3.04802-C | N/A | Gen. 3 | Wall / Pedestal mounted EVSE with 18' cable providing 48A per plug or 11.5kWh to the EV (dual plugs) | EA | 6526.05 | 6526.05 | 0% |  | 60 days to ship | USA | Commercial | 11.5 Kw | 48A |  | Yes | 2 | SAE J1772 | 18' | APP | Y | Standard | Y | T | No | Energy Star | UL | one year standard parts only warranty | App via Network Service Provider | RFID
47QMCA22A0001 | ABM FACILITY SUPPORT SERVICES, LLC | JuiceBar | No - Product is undergoing FedRAMP review and will not be available for ordering through the BPAs until this process is complete and the platform this product operates on receives an ATO designation or it has been determined does not require one. Purchase this product today through GSA Advantage, but agencies will need to evaluate each product at the agency level to ensure it meets all agency-specific privacy, IT, and cyber supply chain requirements. | JB3.0801-C | N/A | Gen. 3 | Wall / Pedestal mounted EVSE with 18' cable providing 80A per plug or 19.2kWh to the EV (single) | EA | 6317.38 | 6317.38 | 0% |  | 60 days to ship | USA | Commercial | 19.2 KW | 80A |  | Yes | 1 | SAE J1772 | 18' | APP | Y | Standard | Y | T | No | Energy Star | UL | one year standard parts only warranty | App via Network Service Provider | RFID
47QMCA22A0001 | ABM FACILITY SUPPORT SERVICES, LLC | JuiceBar | No - Product is undergoing FedRAMP review and will not be available for ordering through the BPAs until this process is complete and the platform this product operates on receives an ATO designation or it has been determined does not require one. Purchase this product today through GSA Advantage, but agencies will need to evaluate each product at the agency level to ensure it meets all agency-specific privacy, IT, and cyber supply chain requirements. | JB3.0802-C | N/A | Gen. 3 | Wall / Pedestal mounted EVSE with 18' cable providing 80A per plug or 19.2kWh to the EV (dual plugs) | EA | 6891.69 | 6891.69 | 0% |  | 60 days to ship | USA | Commercial | 19.2 KW | 80A |  | Yes | 2 | SAE J1772 | 18' | APP | Y | Standard | Y | T | No | Energy Star | UL | one year standard parts only warranty | App via Network Service Provider | RFID
47QMCA22A000A | PCS ENERGY, LLC | EVOCHARGE | No - Product is undergoing FedRAMP review and will not be available for ordering through the BPAs until this process is complete and the platform this product operates on receives an ATO designation or it has been determined does not require one. Purchase this product today through GSA Advantage, but agencies will need to evaluate each product at the agency level to ensure it meets all agency-specific privacy, IT, and cyber supply chain requirements. | EVC3AB0B2A1A1 | EVO32-521-001 | Retractor/Wall/Single/iEVSE | EVOCHARGE® Wall Mount Charging Station with Retractor - Single Port - iEVSE - OCPP 1.6, Wi-Fi Compatible. Indoor/Outdoor. | EA | 1335 | 1321.65 | 1% | N/A | Within 45 calendar days ARO | Nationwide (Contiguous) | Commercial | 32A; 7.68 kW Maximum Output | 208-240VAC, 50/60 Hz., | 100% | Yes | 1 | SAE J1772 | 18ft or 25ft | RFID; Mobile App; QR Code | Y | Standard | Yes | N/A | No | Wall or Pedestal Installation | Charging Station: UL/cUL Listed; SAE J1772, UL 2594, UL 355, CSA ; EVOREEL: ETL/cETL | 5 years | Mobile App and/or web | No but working on it
47QMCA22A000A | PCS ENERGY, LLC | EVOCHARGE | No - Product is undergoing FedRAMP review and will not be available for ordering through the BPAs until this process is complete and the platform this product operates on receives an ATO designation or it has been determined does not require one. Purchase this product today through GSA Advantage, but agencies will need to evaluate each product at the agency level to ensure it meets all agency-specific privacy, IT, and cyber supply chain requirements. | EVC3AC0B1A1A1 | EVO32-511-001 | Retractor/Wall/Single/iEVSE Plus | EVOCHARGE® Wall Mount Charging Station with Retractor ‐ Single Port ‐ iEVSE Plus ‐ OCPP 1.6, Wi‐Fi or 4G LTE RFID Compatible. Indoor/Outdoor. | EA | 1850 | 1831.5 | 1% | N/A | Within 45 calendar days ARO | Nationwide (Contiguous) | Commercial | 32A; 7.68 kW Maximum Output | 208-240VAC, 50/60 Hz., | 100% | Yes | 1 | SAE J1772 | 18ft or 25ft | RFID; Mobile App; QR Code | Y | Standard | Yes | N/A | No | Wall or Pedestal Installation | Charging Station: UL/cUL Listed; SAE J1772, UL 2594, UL 355, CSA ; EVOREEL: ETL/cETL | 5 years | Mobile App and/or web | No but working on it
47QMCA22A000A | PCS ENERGY, LLC | EVOCHARGE | No - Product is undergoing FedRAMP review and will not be available for ordering through the BPAs until this process is complete and the platform this product operates on receives an ATO designation or it has been determined does not require one. Purchase this product today through GSA Advantage, but agencies will need to evaluate each product at the agency level to ensure it meets all agency-specific privacy, IT, and cyber supply chain requirements. | EVC3AB0B1A1A4 | EVO32‐821‐001 | Retractor/Pedestal/Single/iEVSE | Retractor/Pedestal/Single/iEVSE* EVOCHARGE® Charging Stations with Retractor and Pedestal ‐ Single Port ‐ iEVSE ‐ OCPP 1.6, Wi‐Fi Compatible. Indoor/Outdoor. | EA | 2260 | 2237.4 | 1% | N/A | Within 45 calendar days ARO | Nationwide (Contiguous) | Commercial | 32A; 7.68 kW Maximum Output | 208-240VAC, 50/60 Hz., | 100% | Yes | 1 | SAE J1772 | 18ft or 25ft | RFID; Mobile App; QR Code | Y | Standard | Yes | N/A | No | Wall or Pedestal Installation | Charging Station: UL/cUL Listed; SAE J1772, UL 2594, UL 355, CSA ; EVOREEL: ETL/cETL | 5 years | Mobile App and/or web | No but working on it
47QMCA22A000A | PCS ENERGY, LLC | EVOCHARGE | No - Product is undergoing FedRAMP review and will not be available for ordering through the BPAs until this process is complete and the platform this product operates on receives an ATO designation or it has been determined does not require one. Purchase this product today through GSA Advantage, but agencies will need to evaluate each product at the agency level to ensure it meets all agency-specific privacy, IT, and cyber supply chain requirements. | EVC3AC0B1A1A4 | EVO32‐811‐001 | Retractor/Pedestal/Single/iEVSE Plus | Retractor/Pedestal/Single/iEVSE Plus* EVOCHARGE® Charging Stations with Retractor and Pedestal ‐ Single Port ‐ iEVSE Plus ‐ OCPP 1.6, Wi‐Fi or 4G LTE, RFID Compatible. Indoor/Outdoor. | EA | 2775 | 2747.25 | 1% | N/A | Within 45 calendar days ARO | Nationwide (Contiguous) | Commercial | 32A; 7.68 kW Maximum Output | 208-240VAC, 50/60 Hz., | 100% | Yes | 1 | SAE J1772 | 18ft or 25ft | RFID; Mobile App; QR Code | Y | Standard | Yes | N/A | No | Wall or Pedestal Installation | Charging Station: UL/cUL Listed; SAE J1772, UL 2594, UL 355, CSA ; EVOREEL: ETL/cETL | 5 years | Mobile App and/or web | No but working on it
47QMCA22A000A | PCS ENERGY, LLC | EVOCHARGE | No - Product is undergoing FedRAMP review and will not be available for ordering through the BPAs until this process is complete and the platform this product operates on receives an ATO designation or it has been determined does not require one. Purchase this product today through GSA Advantage, but agencies will need to evaluate each product at the agency level to ensure it meets all agency-specific privacy, IT, and cyber supply chain requirements. | EVC3AB0B1A1B4 | EVO32‐822‐001 | Retractor/Pedestal/Dual/iEVSE | Retractor/Pedestal/Dual/iEVSE* EVOCHARGE® Charging Stations with Retractor and Pedestal ‐ Dual Port ‐ iEVSE ‐ OCPP 1.6, Wi‐Fi Compatible. Indoor/Outdoor. | EA | 3595 | 3559.05 | 1% | N/A | Within 45 calendar days ARO | Nationwide (Contiguous) | Commercial | 32A; 7.68 kW Maximum Output | 208-240VAC, 50/60 Hz., | 100% | Yes | 2 | SAE J1772 | 18ft or 25ft | RFID; Mobile App; QR Code | Y | Standard | Yes | N/A | No | Wall or Pedestal Installation | Charging Station: UL/cUL Listed; SAE J1772, UL 2594, UL 355, CSA ; EVOREEL: ETL/cETL | 5 years | Mobile App and/or web | No but working on it
47QMCA22A000A | PCS ENERGY, LLC | EVOCHARGE | No - Product is undergoing FedRAMP review and will not be available for ordering through the BPAs until this process is complete and the platform this product operates on receives an ATO designation or it has been determined does not require one. Purchase this product today through GSA Advantage, but agencies will need to evaluate each product at the agency level to ensure it meets all agency-specific privacy, IT, and cyber supply chain requirements. | EVC3AC0B1A1B4 | EVO32‐812‐001 | Retractor/Pedestal/Dual/iEVSE Plus | Retractor/Pedestal/Dual/iEVSE Plus* EVOCHARGE® Charging Stations with Retractor and Pedestal ‐ Dual Port ‐ iEVSE Plus ‐ OCPP 1.6, Wi‐Fi or 4G LTE, RFID Compatible. Indoor/Outdoor. | EA | 4625 | 4578.75 | 1% | N/A | Within 45 calendar days ARO | Nationwide (Contiguous) | Commercial | 32A; 7.68 kW Maximum Output | 208-240VAC, 50/60 Hz., | 100% | Yes | 2 | SAE J1772 | 18ft or 25ft | RFID; Mobile App; QR Code | Y | Standard | Yes | N/A | No | Wall or Pedestal Installation | Charging Station: UL/cUL Listed; SAE J1772, UL 2594, UL 355, CSA ; EVOREEL: ETL/cETL | 5 years | Mobile App and/or web | No but working on it
47QMCA22A000A | PCS ENERGY, LLC | EVOCHARGE | No - Product is undergoing FedRAMP review and will not be available for ordering through the BPAs until this process is complete and the platform this product operates on receives an ATO designation or it has been determined does not require one. Purchase this product today through GSA Advantage, but agencies will need to evaluate each product at the agency level to ensure it meets all agency-specific privacy, IT, and cyber supply chain requirements. | EVC3AB0A2E1A1 | EVO32‐321‐001 | Wall/Single/iEVSE 18ft | Wall/Single/iEVSE 18ft* EVOCHARGE® Charging Station Wall Mount ‐ Single Port ‐ 18ft Cable ‐ iEVSE ‐ OCPP 1.6, Wi‐Fi Compatible. Indoor/Outdoor. | EA | 835 | 826.65 | 1% | N/A | Within 45 calendar days ARO | Nationwide (Contiguous) | Commercial | 32A; 7.68 kW Maximum Output | 208-240VAC, 50/60 Hz., | 100% | Yes | 1 | SAE J1772 | 18ft or 25ft | RFID; Mobile App; QR Code | Y | Standard | Yes | N/A | No | Wall Installation | Charging Station: UL/cUL Listed; SAE J1772, UL 2594, UL 355, CSA ; EVOREEL: ETL/cETL | 5 years | Mobile App and/or web | No but working on it
47QMCA22A000A | PCS ENERGY, LLC | EVOCHARGE | No - Product is undergoing FedRAMP review and will not be available for ordering through the BPAs until this process is complete and the platform this product operates on receives an ATO designation or it has been determined does not require one. Purchase this product today through GSA Advantage, but agencies will need to evaluate each product at the agency level to ensure it meets all agency-specific privacy, IT, and cyber supply chain requirements. | EVC3AB0B2E1A1 | EVO32‐321‐002 | Wall/Single/iEVSE 25ft | Wall/Single/iEVSE 25ft* EVOCHARGE® Charging Station Wall Mount ‐ Single Port ‐ 25ft Cable ‐ iEVSE ‐ OCPP 1.6, Wi‐Fi Compatible. Indoor/Outdoor. | EA | 975 | 965.25 | 1% | N/A | Within 45 calendar days ARO | Nationwide (Contiguous) | Commercial | 32A; 7.68 kW Maximum Output | 208-240VAC, 50/60 Hz., | 100% | Yes | 1 | SAE J1772 | 18ft or 25ft | RFID; Mobile App; QR Code | Y | Standard | Yes | N/A | No | Wall Installation | Charging Station: UL/cUL Listed; SAE J1772, UL 2594, UL 355, CSA ; EVOREEL: ETL/cETL | 5 years | Mobile App and/or web | No but working on it
47QMCA22A000A | PCS ENERGY, LLC | EVOCHARGE | No - Product is undergoing FedRAMP review and will not be available for ordering through the BPAs until this process is complete and the platform this product operates on receives an ATO designation or it has been determined does not require one. Purchase this product today through GSA Advantage, but agencies will need to evaluate each product at the agency level to ensure it meets all agency-specific privacy, IT, and cyber supply chain requirements. | EVC3AC0A1E1A1 | EVO32‐311‐001 | Wall/Single/iEVSE Plus 18ft | Wall/Single/iEVSE Plus 18ft* EVOCHARGE® Charging Station Wall Mount ‐ Single Port ‐ 18ft Cable ‐ iEVSE Plus ‐ OCPP 1.6, Wi‐Fi or 4G LTE, RFID Compatible. Indoor/Outdoor. | EA | 1440 | 1425.6 | 1% | N/A | Within 45 calendar days ARO | Nationwide (Contiguous) | Commercial | 32A; 7.68 kW Maximum Output | 208-240VAC, 50/60 Hz., | 100% | Yes | 1 | SAE J1772 | 18ft or 25ft | RFID; Mobile App; QR Code | Y | Standard | Yes | N/A | No | Wall Installation | Charging Station: UL/cUL Listed; SAE J1772, UL 2594, UL 355, CSA ; EVOREEL: ETL/cETL | 5 years | Mobile App and/or web | No but working on it
47QMCA22A000A | PCS ENERGY, LLC | EVOCHARGE | No - Product is undergoing FedRAMP review and will not be available for ordering through the BPAs until this process is complete and the platform this product operates on receives an ATO designation or it has been determined does not require one. Purchase this product today through GSA Advantage, but agencies will need to evaluate each product at the agency level to ensure it meets all agency-specific privacy, IT, and cyber supply chain requirements. | EVC3AC0B1E1A1 | EVO32‐311‐002 | Wall/Single/iEVSE Plus 25ft | Wall/Single/iEVSE Plus 25ft* EVOCHARGE® Charging Station Wall Mount ‐ Single Port ‐ 25ft Cable ‐ iEVSE Plus ‐ OCPP 1.6, Wi‐Fi or 4G LTE, RFID Compatible. Indoor/Outdoor. | EA | 1490 | 1475.1 | 1% | N/A | Within 45 calendar days ARO | Nationwide (Contiguous) | Commercial | 32A; 7.68 kW Maximum Output | 208-240VAC, 50/60 Hz., | 100% | Yes | 1 | SAE J1772 | 18ft or 25ft | RFID; Mobile App; QR Code | Y | Standard | Yes | N/A | No | Wall Installation | Charging Station: UL/cUL Listed; SAE J1772, UL 2594, UL 355, CSA ; EVOREEL: ETL/cETL | 5 years | Mobile App and/or web | No but working on it
47QMCA22A000A | PCS ENERGY, LLC | EVOCHARGE | No - Product is undergoing FedRAMP review and will not be available for ordering through the BPAs until this process is complete and the platform this product operates on receives an ATO designation or it has been determined does not require one. Purchase this product today through GSA Advantage, but agencies will need to evaluate each product at the agency level to ensure it meets all agency-specific privacy, IT, and cyber supply chain requirements. | EVC3AB0A1E1A2 | EVO32‐621‐001 | Pedestal/Single/iEVSE | Pedestal/Single/iEVSE* EVOCHARGE® Charging Stations with Pedestal Mount ‐ Single Port ‐ iEVSE ‐ OCPP 1.6, Wi‐Fi Compatible. Indoor/Outdoor. | EA | 1440 | 1425.6 | 1% | N/A | Within 45 calendar days ARO | Nationwide (Contiguous) | Commercial | 32A; 7.68 kW Maximum Output | 208-240VAC, 50/60 Hz., | 100% | Yes | 1 | SAE J1772 | 18ft or 25ft | RFID; Mobile App; QR Code | Y | Standard | Yes | N/A | No | Pedestal Installation | Charging Station: UL/cUL Listed; SAE J1772, UL 2594, UL 355, CSA ; EVOREEL: ETL/cETL | 5 years | Mobile App and/or web | No but working on it
47QMCA22A000A | PCS ENERGY, LLC | EVOCHARGE | No - Product is undergoing FedRAMP review and will not be available for ordering through the BPAs until this process is complete and the platform this product operates on receives an ATO designation or it has been determined does not require one. Purchase this product today through GSA Advantage, but agencies will need to evaluate each product at the agency level to ensure it meets all agency-specific privacy, IT, and cyber supply chain requirements. | EVC3AC0A1E1A2 | EVO32‐611‐001 | Pedestal/Single/iEVSE Plus | Pedestal/Single/iEVSE Plus* EVOCHARGE® Charging Stations with Pedestal Mount ‐ Single Port ‐ iEVSE Plus ‐ OCPP 1.6, Wi‐Fi or 4G LTE, RFID Compatible. Indoor/Outdoor. | EA | 1955 | 1935.45 | 1% | N/A | Within 45 calendar days ARO | Nationwide (Contiguous) | Commercial | 32A; 7.68 kW Maximum Output | 208-240VAC, 50/60 Hz., | 100% | Yes | 1 | SAE J1772 | 18ft or 25ft | RFID; Mobile App; QR Code | Y | Standard | Yes | N/A | No | Pedestal Installation | Charging Station: UL/cUL Listed; SAE J1772, UL 2594, UL 355, CSA ; EVOREEL: ETL/cETL | 5 years | Mobile App and/or web | No but working on it
47QMCA22A000A | PCS ENERGY, LLC | EVOCHARGE | No - Product is undergoing FedRAMP review and will not be available for ordering through the BPAs until this process is complete and the platform this product operates on receives an ATO designation or it has been determined does not require one. Purchase this product today through GSA Advantage, but agencies will need to evaluate each product at the agency level to ensure it meets all agency-specific privacy, IT, and cyber supply chain requirements. | EVC3AB0A1E1B2 | EVO32‐622‐001 | Pedestal/Dual/iEVSE | Pedestal/Dual/iEVSE* EVOCHARGE® Charging Stations with Pedestal Mount ‐ Dual Port ‐ iEVSE ‐ OCPP 1.6, Wi‐Fi Compatible. Indoor/Outdoor. | EA | 2365 | 2341.35 | 1% | N/A | Within 45 calendar days ARO | Nationwide (Contiguous) | Commercial | 32A; 7.68 kW Maximum Output | 208-240VAC, 50/60 Hz., | 100% | Yes | 2 | SAE J1772 | 18ft or 25ft | RFID; Mobile App; QR Code | Y | Standard | Yes | N/A | No | Pedestal Installation | Charging Station: UL/cUL Listed; SAE J1772, UL 2594, UL 355, CSA ; EVOREEL: ETL/cETL | 5 years | Mobile App and/or web | No but working on it
47QMCA22A000A | PCS ENERGY, LLC | EVOCHARGE | No - Product is undergoing FedRAMP review and will not be available for ordering through the BPAs until this process is complete and the platform this product operates on receives an ATO designation or it has been determined does not require one. Purchase this product today through GSA Advantage, but agencies will need to evaluate each product at the agency level to ensure it meets all agency-specific privacy, IT, and cyber supply chain requirements. | EVC3AC0A1E1B2 | EVO32‐612‐001 | Pedestal/Dual/iEVSE Plus | Pedestal/Dual/iEVSE Plus* EVOCHARGE® Charging Stations with Pedestal Mount ‐ Dual Port ‐ iEVSE Plus ‐ OCPP 1.6, Wi‐Fi or 4G LTE, RFID Compatible. Indoor/Outdoor. | EA | 3390 | 3356.1 | 1% | N/A | Within 45 calendar days ARO | Nationwide (Contiguous) | Commercial | 32A; 7.68 kW Maximum Output | 208-240VAC, 50/60 Hz., | 100% | Yes | 2 | SAE J1772 | 18ft or 25ft | RFID; Mobile App; QR Code | Y | Standard | Yes | N/A | No | Pedestal Installation | Charging Station: UL/cUL Listed; SAE J1772, UL 2594, UL 355, CSA ; EVOREEL: ETL/cETL | 5 years | Mobile App and/or web | No but working on it
47QMCA22A0001 | ABM FACILITY SUPPORT SERVICES, LLC | Atom Power | No - Product is undergoing FedRAMP review and will not be available for ordering through the BPAs until this process is complete and the platform this product operates on receives an ATO designation or it has been determined does not require one. Purchase this product today through GSA Advantage, but agencies will need to evaluate each product at the agency level to ensure it meets all agency-specific privacy, IT, and cyber supply chain requirements. | AEVBOX1-48-18 | N/A | 48A Single Wall Box with one, 18' cable | Wall mounted charging dispenser with one, 18' cable, providing 48A of current to the EV. | EA | 452.39 | 452.39 | 0% |  | 112 | USA | Commercial/ Residential | 11 | 60A | 99 | Yes | 1 | SAE J1772 | 18 | QR Code, Mobile App | Yes | Standard LTE Network | Yes | Yes | No | Wall | UL 489/489i, UL 2231-1, UL 2231-2, NEC Article 625 | 2 year base warranty, 3, 4, and 5 year warranty extensions available | QR Code, Mobile App, any API integration that you would like | No
47QMCA22A0001 | ABM FACILITY SUPPORT SERVICES, LLC | Atom Power | No - Product is undergoing FedRAMP review and will not be available for ordering through the BPAs until this process is complete and the platform this product operates on receives an ATO designation or it has been determined does not require one. Purchase this product today through GSA Advantage, but agencies will need to evaluate each product at the agency level to ensure it meets all agency-specific privacy, IT, and cyber supply chain requirements. | AEVBOX1-48-25 | N/A | 48A Single Wall Box with one, 25' cable | Wall mounted charging dispenser with one, 25' cable, providing 48A of current to the EV. | EA | 481.61 | 481.61 | 0% |  | 112 | USA | Commercial/ Residential | 11 | 60A | 99 | Yes | 1 | SAE J1772 | 25 | QR Code, Mobile App | Yes | Standard LTE Network | Yes | Yes | No | Wall | UL 489/489i, UL 2231-1, UL 2231-2, NEC Article 625 | 2 year base warranty, 3, 4, and 5 year warranty extensions available | QR Code, Mobile App, any API integration that you would like | No
47QMCA22A0001 | ABM FACILITY SUPPORT SERVICES, LLC | Atom Power | No - Product is undergoing FedRAMP review and will not be available for ordering through the BPAs until this process is complete and the platform this product operates on receives an ATO designation or it has been determined does not require one. Purchase this product today through GSA Advantage, but agencies will need to evaluate each product at the agency level to ensure it meets all agency-specific privacy, IT, and cyber supply chain requirements. | AEVBOX1-80-18 | N/A | 80A Single Wall Box with one, 18' cable | Wall mounted charging dispenser with one, 18' cable, providing 80A of current to the EV. | EA | 597.48 | 597.48 | 0% |  | 112 | USA | Commercial/ Residential | 19 | 100A | 99 | Yes | 1 | SAE J1772 | 18 | QR Code, Mobile App | Yes | Standard LTE Network | Yes | Yes | No | Wall | UL 489/489i, UL 2231-1, UL 2231-2, NEC Article 625 | 2 year base warranty, 3, 4, and 5 year warranty extensions available | QR Code, Mobile App, any API integration that you would like | No
47QMCA22A0001 | ABM FACILITY SUPPORT SERVICES, LLC | Atom Power | No - Product is undergoing FedRAMP review and will not be available for ordering through the BPAs until this process is complete and the platform this product operates on receives an ATO designation or it has been determined does not require one. Purchase this product today through GSA Advantage, but agencies will need to evaluate each product at the agency level to ensure it meets all agency-specific privacy, IT, and cyber supply chain requirements. | AEVBOX1-80-25 | N/A | 80A Single Wall Box with one, 25' cable | Wall mounted charging dispenser with one, 25' cable, providing 80A of current to the EV. | EA | 727.46 | 727.46 | 0% |  | 112 | USA | Commercial/ Residential | 19 | 100A | 99 | Yes | 1 | SAE J1772 | 25 | QR Code, Mobile App | Yes | Standard LTE Network | Yes | Yes | No | Wall | UL 489/489i, UL 2231-1, UL 2231-2, NEC Article 625 | 2 year base warranty, 3, 4, and 5 year warranty extensions available | QR Code, Mobile App, any API integration that you would like | No
47QMCA22A0001 | ABM FACILITY SUPPORT SERVICES, LLC | Atom Power | No - Product is undergoing FedRAMP review and will not be available for ordering through the BPAs until this process is complete and the platform this product operates on receives an ATO designation or it has been determined does not require one. Purchase this product today through GSA Advantage, but agencies will need to evaluate each product at the agency level to ensure it meets all agency-specific privacy, IT, and cyber supply chain requirements. | AEVBOX2-48-18 | N/A | 48A Dual Wall Box, with two, 18' cables | Wall mounted charging dispenser with two, 18' cables. 48A of current goes to each port, the dispenser does not share power between the ports | EA | 726.45 | 726.45 | 0% |  | 112 | USA | Commercial/ Residential | 11 | 60A | 99 | Yes | 2 | SAE J1772 | 18 | QR Code, Mobile App | Yes | Standard LTE Network | Yes | Yes | No | Wall | UL 489/489i, UL 2231-1, UL 2231-2, NEC Article 625 | 2 year base warranty, 3, 4, and 5 year warranty extensions available | QR Code, Mobile App, any API integration that you would like | No
47QMCA22A0001 | ABM FACILITY SUPPORT SERVICES, LLC | Atom Power | No - Product is undergoing FedRAMP review and will not be available for ordering through the BPAs until this process is complete and the platform this product operates on receives an ATO designation or it has been determined does not require one. Purchase this product today through GSA Advantage, but agencies will need to evaluate each product at the agency level to ensure it meets all agency-specific privacy, IT, and cyber supply chain requirements. | AEVBOX2-48-25 | N/A | 48A Dual Wall Box, with two, 25' cables | Wall mounted charging dispenser with two, 25' cables. 48A of current goes to each port, the dispenser does not share power between the ports | EA | 783.88 | 783.88 | 0% |  | 112 | USA | Commercial/ Residential | 11 | 60A | 99 | Yes | 2 | SAE J1772 | 25 | QR Code, Mobile App | Yes | Standard LTE Network | Yes | Yes | No | Wall | UL 489/489i, UL 2231-1, UL 2231-2, NEC Article 625 | 2 year base warranty, 3, 4, and 5 year warranty extensions available | QR Code, Mobile App, any API integration that you would like | No
47QMCA22A0001 | ABM FACILITY SUPPORT SERVICES, LLC | Atom Power | No - Product is undergoing FedRAMP review and will not be available for ordering through the BPAs until this process is complete and the platform this product operates on receives an ATO designation or it has been determined does not require one. Purchase this product today through GSA Advantage, but agencies will need to evaluate each product at the agency level to ensure it meets all agency-specific privacy, IT, and cyber supply chain requirements. | AEVBOX2-80-18 | N/A | 80A Dual Wall Box, with two, 18' cables | Wall mounted charging dispenser with two, 18' cables. 80A of current goes to each port, the dispenser does not share power between the ports | EA | 988.41 | 988.41 | 0% |  | 112 | USA | Commercial/ Residential | 19 | 100A | 99 | Yes | 2 | SAE J1772 | 18 | QR Code, Mobile App | Yes | Standard LTE Network | Yes | Yes | No | Wall | UL 489/489i, UL 2231-1, UL 2231-2, NEC Article 625 | 2 year base warranty, 3, 4, and 5 year warranty extensions available | QR Code, Mobile App, any API integration that you would like | No
47QMCA22A0001 | ABM FACILITY SUPPORT SERVICES, LLC | Atom Power | No - Product is undergoing FedRAMP review and will not be available for ordering through the BPAs until this process is complete and the platform this product operates on receives an ATO designation or it has been determined does not require one. Purchase this product today through GSA Advantage, but agencies will need to evaluate each product at the agency level to ensure it meets all agency-specific privacy, IT, and cyber supply chain requirements. | AEVBOX2-80-25 | N/A | 80A Dual Wall Box, with two, 25' cables | Wall mounted charging dispenser with two, 25' cables. 80A of current goes to each port, the dispenser does not share power between the ports | EA | 1249.37 | 1249.37 | 0% |  | 112 | USA | Commercial/ Residential | 19 | 100A | 99 | Yes | 2 | SAE J1772 | 25 | QR Code, Mobile App | Yes | Standard LTE Network | Yes | Yes | No | Wall | UL 489/489i, UL 2231-1, UL 2231-2, NEC Article 625 | 2 year base warranty, 3, 4, and 5 year warranty extensions available | QR Code, Mobile App, any API integration that you would like | No
47QMCA22A0001 | ABM FACILITY SUPPORT SERVICES, LLC | Atom Power | No - Product is undergoing FedRAMP review and will not be available for ordering through the BPAs until this process is complete and the platform this product operates on receives an ATO designation or it has been determined does not require one. Purchase this product today through GSA Advantage, but agencies will need to evaluate each product at the agency level to ensure it meets all agency-specific privacy, IT, and cyber supply chain requirements. | AEVPED1-48-18 | N/A | 48A Single Pedestal with one, 18' cable | Ground mounted charging dispenser with one, 18' cable, providing 48A of current to the EV. | EA | 574.31 | 574.31 | 0% |  | 112 | USA | Commercial/ Residential | 11 | 60A | 99 | Yes | 1 | SAE J1772 | 18 | QR Code, Mobile App | Yes | Standard LTE Network | Yes | Yes | No | Ground | UL 489/489i, UL 2231-1, UL 2231-2, NEC Article 625 | 2 year base warranty, 3, 4, and 5 year warranty extensions available | QR Code, Mobile App, any API integration that you would like | No
47QMCA22A0001 | ABM FACILITY SUPPORT SERVICES, LLC | Atom Power | No - Product is undergoing FedRAMP review and will not be available for ordering through the BPAs until this process is complete and the platform this product operates on receives an ATO designation or it has been determined does not require one. Purchase this product today through GSA Advantage, but agencies will need to evaluate each product at the agency level to ensure it meets all agency-specific privacy, IT, and cyber supply chain requirements. | AEVPED1-48-25 | N/A | 48A Single Pedestal with one, 25' cable | Ground mounted charging dispenser with one, 25' cable, providing 48A of current to the EV. | EA | 607.56 | 607.56 | 0% |  | 112 | USA | Commercial/ Residential | 11 | 60A | 99 | Yes | 1 | SAE J1772 | 25 | QR Code, Mobile App | Yes | Standard LTE Network | Yes | Yes | No | Ground | UL 489/489i, UL 2231-1, UL 2231-2, NEC Article 625 | 2 year base warranty, 3, 4, and 5 year warranty extensions available | QR Code, Mobile App, any API integration that you would like | No
47QMCA22A0001 | ABM FACILITY SUPPORT SERVICES, LLC | Atom Power | No - Product is undergoing FedRAMP review and will not be available for ordering through the BPAs until this process is complete and the platform this product operates on receives an ATO designation or it has been determined does not require one. Purchase this product today through GSA Advantage, but agencies will need to evaluate each product at the agency level to ensure it meets all agency-specific privacy, IT, and cyber supply chain requirements. | AEVPED1-80-18 | N/A | 80A Single Pedestal with one, 18' cable | Ground mounted charging dispenser with one, 18' cable, providing 80A of current to the EV. | EA | 868.51 | 868.51 | 0% |  | 112 | USA | Commercial/ Residential | 19 | 100A | 99 | Yes | 1 | SAE J1772 | 18 | QR Code, Mobile App | Yes | Standard LTE Network | Yes | Yes | No | Ground | UL 489/489i, UL 2231-1, UL 2231-2, NEC Article 625 | 2 year base warranty, 3, 4, and 5 year warranty extensions available | QR Code, Mobile App, any API integration that you would like | No
47QMCA22A0001 | ABM FACILITY SUPPORT SERVICES, LLC | Atom Power | No - Product is undergoing FedRAMP review and will not be available for ordering through the BPAs until this process is complete and the platform this product operates on receives an ATO designation or it has been determined does not require one. Purchase this product today through GSA Advantage, but agencies will need to evaluate each product at the agency level to ensure it meets all agency-specific privacy, IT, and cyber supply chain requirements. | AEVPED1-80-25 | N/A | 80A Single Pedestal with one, 25' cable | Ground mounted charging dispenser with one, 25' cable, providing 80A of current to the EV. | EA | 885.64 | 885.64 | 0% |  | 112 | USA | Commercial/ Residential | 19 | 100A | 99 | Yes | 1 | SAE J1772 | 25 | QR Code, Mobile App | Yes | Standard LTE Network | Yes | Yes | No | Ground | UL 489/489i, UL 2231-1, UL 2231-2, NEC Article 625 | 2 year base warranty, 3, 4, and 5 year warranty extensions available | QR Code, Mobile App, any API integration that you would like | No
47QMCA22A0001 | ABM FACILITY SUPPORT SERVICES, LLC | Atom Power | No - Product is undergoing FedRAMP review and will not be available for ordering through the BPAs until this process is complete and the platform this product operates on receives an ATO designation or it has been determined does not require one. Purchase this product today through GSA Advantage, but agencies will need to evaluate each product at the agency level to ensure it meets all agency-specific privacy, IT, and cyber supply chain requirements. | AEVPED2-48-18 | N/A | 48A Dual Pedestal, with two, 18' cables | Ground mounted charging dispenser with two, 18' cables. 48A of current goes to each port, the dispenser does not share power between the ports | EA | 884.63 | 884.63 | 0% |  | 112 | USA | Commercial/ Residential | 11 | 60A | 99 | Yes | 2 | SAE J1772 | 18 | QR Code, Mobile App | Yes | Standard LTE Network | Yes | Yes | No | Ground | UL 489/489i, UL 2231-1, UL 2231-2, NEC Article 625 | 2 year base warranty, 3, 4, and 5 year warranty extensions available | QR Code, Mobile App, any API integration that you would like | No
47QMCA22A0001 | ABM FACILITY SUPPORT SERVICES, LLC | Atom Power | No - Product is undergoing FedRAMP review and will not be available for ordering through the BPAs until this process is complete and the platform this product operates on receives an ATO designation or it has been determined does not require one. Purchase this product today through GSA Advantage, but agencies will need to evaluate each product at the agency level to ensure it meets all agency-specific privacy, IT, and cyber supply chain requirements. | AEVPED2-48-25 | N/A | 48A Dual Pedestal, with two, 25' cables | Ground mounted charging dispenser with two, 25' cables. 48A of current goes to each port, the dispenser does not share power between the ports | EA | 949.12 | 949.12 | 0% |  | 112 | USA | Commercial/ Residential | 11 | 60A | 99 | Yes | 2 | SAE J1772 | 25 | QR Code, Mobile App | Yes | Standard LTE Network | Yes | Yes | No | Ground | UL 489/489i, UL 2231-1, UL 2231-2, NEC Article 625 | 2 year base warranty, 3, 4, and 5 year warranty extensions available | QR Code, Mobile App, any API integration that you would like | No
47QMCA22A0001 | ABM FACILITY SUPPORT SERVICES, LLC | Atom Power | No - Product is undergoing FedRAMP review and will not be available for ordering through the BPAs until this process is complete and the platform this product operates on receives an ATO designation or it has been determined does not require one. Purchase this product today through GSA Advantage, but agencies will need to evaluate each product at the agency level to ensure it meets all agency-specific privacy, IT, and cyber supply chain requirements. | AEVPED2-80-18 | N/A | 80A Dual Pedestal, with two, 18' cables | Ground mounted charging dispenser with two, 18' cables. 80A of current goes to each port, the dispenser does not share power between the ports | EA | 1326.95 | 1326.95 | 0% |  | 112 | USA | Commercial/ Residential | 19 | 100A | 99 | Yes | 2 | SAE J1772 | 18 | QR Code, Mobile App | Yes | Standard LTE Network | Yes | Yes | No | Ground | UL 489/489i, UL 2231-1, UL 2231-2, NEC Article 625 | 2 year base warranty, 3, 4, and 5 year warranty extensions available | QR Code, Mobile App, any API integration that you would like | No
47QMCA22A0001 | ABM FACILITY SUPPORT SERVICES, LLC | Atom Power | No - Product is undergoing FedRAMP review and will not be available for ordering through the BPAs until this process is complete and the platform this product operates on receives an ATO designation or it has been determined does not require one. Purchase this product today through GSA Advantage, but agencies will need to evaluate each product at the agency level to ensure it meets all agency-specific privacy, IT, and cyber supply chain requirements. | AEVPED2-80-25 | N/A | 80A Dual Pedestal, with two, 25' cables | Ground mounted charging dispenser with two, 25' cables. 80A of current goes to each port, the dispenser does not share power between the ports | EA | 1468.01 | 1468.01 | 0% |  | 112 | USA | Commercial/ Residential | 19 | 100A | 99 | Yes | 2 | SAE J1772 | 25 | QR Code, Mobile App | Yes | Standard LTE Network | Yes | Yes | No | Ground | UL 489/489i, UL 2231-1, UL 2231-2, NEC Article 625 | 2 year base warranty, 3, 4, and 5 year warranty extensions available | QR Code, Mobile App, any API integration that you would like | No
47QMCA22A0001 | ABM FACILITY SUPPORT SERVICES, LLC | Blink Charging | No - Product is undergoing FedRAMP review and will not be available for ordering through the BPAs until this process is complete and the platform this product operates on receives an ATO designation or it has been determined does not require one. Purchase this product today through GSA Advantage, but agencies will need to evaluate each product at the agency level to ensure it meets all agency-specific privacy, IT, and cyber supply chain requirements. | 01-0201 | N/A | HQ 200 Advanced | 50 amp / 12 kW AC Level 2 Charger, 23 ft. Cable with Wi-Fi | EA | 860.5 | 860.5 | 0% |  | 60 days to ship | Nationwide | Residential | 12 | 50 amp circuit |  | No | 1 | SAE J1772 | up to 25ft | N/A | Yes | Blink | Yes |  | No | Pedestal/ Wall mount | UL Pending | https://blinkcharging.com/warranty-terms-and-conditions/ | N/A
47QMCA22A0001 | ABM FACILITY SUPPORT SERVICES, LLC | Blink Charging | No - Product is undergoing FedRAMP review and will not be available for ordering through the BPAs until this process is complete and the platform this product operates on receives an ATO designation or it has been determined does not require one. Purchase this product today through GSA Advantage, but agencies will need to evaluate each product at the agency level to ensure it meets all agency-specific privacy, IT, and cyber supply chain requirements. | 01-0202 | N/A | MQ 200 | MQ200: 50 amp / 12 kW AC Level 2 Charger, 23 ft. Cable - RFID, Cellular, Wi-Fi, Screen, Meter | EA | 1434.81 | 1434.81 | 0% |  | 60 days to ship | Nationwide | Commercial | 12 | 50 amp circuit |  | No | 1 | SAE J1772 | up to 25ft | RFID, Mobile App and QR Code | Yes | Blink | Yes |  | Yes | Pedestal/ Wall mount | UL Pending | https://blinkcharging.com/warranty-terms-and-conditions/ | N/A
47QMCA22A0001 | ABM FACILITY SUPPORT SERVICES, LLC | Blink Charging | No - Product is undergoing FedRAMP review and will not be available for ordering through the BPAs until this process is complete and the platform this product operates on receives an ATO designation or it has been determined does not require one. Purchase this product today through GSA Advantage, but agencies will need to evaluate each product at the agency level to ensure it meets all agency-specific privacy, IT, and cyber supply chain requirements. | 01-0205 | N/A | IQ200 S | AC Level 2 Charger 19.2 kW / 80A / 240V / 25 ft Cable | EA | 2679.14 | 2679.14 | 0% |  | 60 days to ship | Nationwide | Commercial | 19.2 | 15-100 |  | Yes | 1 | SAE J1772 | up to 25ft | RFID, Mobile App and QR Code | Yes | Blink | Yes |  | No | Pedestal/ Wall mount | UL | https://blinkcharging.com/warranty-terms-and-conditions/ | RFID/ APP Mobile
47QMCA22A0001 | ABM FACILITY SUPPORT SERVICES, LLC | Blink Charging | No - Product is undergoing FedRAMP review and will not be available for ordering through the BPAs until this process is complete and the platform this product operates on receives an ATO designation or it has been determined does not require one. Purchase this product today through GSA Advantage, but agencies will need to evaluate each product at the agency level to ensure it meets all agency-specific privacy, IT, and cyber supply chain requirements. | 01-0207 | N/A | IQ200 A | AC Level 2 Charger 19.2 kW / 80A / 240V / 25 ft Cable / 7" Screen | EA | 3732.04 | 3732.04 | 0% |  | 60 days to ship | Nationwide | Commercial | 19.2 | 15-100 amp circuit |  | Yes | 1 | SAE J1772 | up to 25ft | RFID, Mobile App and QR Code | Yes | Blink | Yes |  | No | Pedestal/ Wall mount | UL | https://blinkcharging.com/warranty-terms-and-conditions/ | RFID/ APP Mobile
47QMCA22A0001 | ABM FACILITY SUPPORT SERVICES, LLC | Blink Charging | No - Product is undergoing FedRAMP review and will not be available for ordering through the BPAs until this process is complete and the platform this product operates on receives an ATO designation or it has been determined does not require one. Purchase this product today through GSA Advantage, but agencies will need to evaluate each product at the agency level to ensure it meets all agency-specific privacy, IT, and cyber supply chain requirements. | 01-0212 | N/A | IQ200 D | Bundle: IQ200 A + IQ200 S + Triangle Pedestal | EA | 6699.29 | 6699.29 | 0% |  | 60 days to ship | Nationwide | Commercial | 19.2 | 15-100 |  | Yes | 1 | SAE J1772 | up to 25ft | RFID, Mobile App and QR Code | Yes | Blink | Yes |  | No | Pedestal/ Wall mount | UL | https://blinkcharging.com/warranty-terms-and-conditions/ | RFID/ APP Mobile
47QMCA22A0001 | ABM FACILITY SUPPORT SERVICES, LLC | ChargePoint | No - Product is undergoing FedRAMP review and will not be available for ordering through the BPAs until this process is complete and the platform this product operates on receives an ATO designation or it has been determined does not require one. Purchase this product today through GSA Advantage, but agencies will need to evaluate each product at the agency level to ensure it meets all agency-specific privacy, IT, and cyber supply chain requirements. | CPF50-L18 | N/A | CPF50 Hardware | Single Port, Wall Mount, 50A, Type 1, Cable 18', Single Phase Charger. Unit ships in 1 box. See invoice or packing slip for details. | EA | 1550.63 | 1550.63 | 0% |  | 30 days to ship | USA | Commercial | 12kW | 50A | N/A | Yes | 1 | SAE J1772 | 18 | RFID | yes | Standard | No | CPF stations can received OTA software update for OCPP compliance at no cost to GSA | Hardware capable, requires software OTA update | Wall | UL and C-UL listed; complies with UL2594, UL2231-1, UL 2231-2. NEC Article 625 compliant. For Canada CSA C22.2, No. 280, 281.1, 281.2, CED UL and C-UL listed per UL916 Energy Management Equipment | one year standard parts only warranty; additional years of coverage are available under our Assure Program: https://www.chargepoint.com/products/service | Fleet only - does not accept payments | Yes
47QMCA22A0001 | ABM FACILITY SUPPORT SERVICES, LLC | ChargePoint | No - Product is undergoing FedRAMP review and will not be available for ordering through the BPAs until this process is complete and the platform this product operates on receives an ATO designation or it has been determined does not require one. Purchase this product today through GSA Advantage, but agencies will need to evaluate each product at the agency level to ensure it meets all agency-specific privacy, IT, and cyber supply chain requirements. | CPF50-L18 WALLMNT-CMK6 | N/A | CPF50 Hardware | Single Port, Wall Mount, 50A, Type 1, Cable 18', Single Phase Charger. Unit ships in 3 separate boxes. See invoice or packing slip for details. | EA | 2718.39 | 2718.39 | 0% |  | 30 days to ship | USA | Commercial | 12kW | 50A | N/A | Yes | 1 | SAE J1772 | 18 | RFID | yes | Standard | No | CPF stations can received OTA software update for OCPP compliance at no cost to GSA | Yes | Wall | UL and C-UL listed; complies with UL2594, UL2231-1, UL 2231-2. NEC Article 625 compliant. For Canada CSA C22.2, No. 280, 281.1, 281.2, CED UL and C-UL listed per UL916 Energy Management Equipment | one year standard parts only warranty; additional years of coverage are available under our Assure Program: https://www.chargepoint.com/products/service | Fleet only - does not accept payments | Yes
47QMCA22A0001 | ABM FACILITY SUPPORT SERVICES, LLC | ChargePoint | No - Product is undergoing FedRAMP review and will not be available for ordering through the BPAs until this process is complete and the platform this product operates on receives an ATO designation or it has been determined does not require one. Purchase this product today through GSA Advantage, but agencies will need to evaluate each product at the agency level to ensure it meets all agency-specific privacy, IT, and cyber supply chain requirements. | CPF50-L18-PEDMNT | N/A | CPF50 Hardware | Single Port, Pedestal Mount, 50A, Type 1, Cable 18', Single Phase Charger. Unit ships in 4 box. See invoice or packing slip for details. | EA | 2584.38 | 2584.38 | 0% |  | 30 days to ship | USA | Commercial | 12kW | 50A | N/A | Yes | 1 | SAE J1772 | 18 | RFID | yes | Standard | No | CPF stations can received OTA software update for OCPP compliance at no cost to GSA | Yes | Pedestal | UL and C-UL listed; complies with UL2594, UL2231-1, UL 2231-2. NEC Article 625 compliant. For Canada CSA C22.2, No. 280, 281.1, 281.2, CED UL and C-UL listed per UL916 Energy Management Equipment | one year standard parts only warranty; additional years of coverage are available under our Assure Program: https://www.chargepoint.com/products/service | Fleet only - does not accept payments | Yes
47QMCA22A0001 | ABM FACILITY SUPPORT SERVICES, LLC | ChargePoint | No - Product is undergoing FedRAMP review and will not be available for ordering through the BPAs until this process is complete and the platform this product operates on receives an ATO designation or it has been determined does not require one. Purchase this product today through GSA Advantage, but agencies will need to evaluate each product at the agency level to ensure it meets all agency-specific privacy, IT, and cyber supply chain requirements. | CPF50-L18-PEDMNT-CMK6 | N/A | CPF50 Hardware | Single Port, Pedestal Mount, 50A, Type 1, Cable 18', Single Phase Charger with 6' Cable Management Kit. Unit ships in 5 separate boxes. See invoice or packing slip for details. | EA | 3235.26 | 3235.26 | 0% |  | 30 days to ship | USA | Commercial | 12kW | 50A | N/A | Yes | 1 | SAE J1772 | 18 | RFID | yes | Standard | No | CPF stations can received OTA software update for OCPP compliance at no cost to GSA | Yes | Pedestal | UL and C-UL listed; complies with UL2594, UL2231-1, UL 2231-2. NEC Article 625 compliant. For Canada CSA C22.2, No. 280, 281.1, 281.2, CED UL and C-UL listed per UL916 Energy Management Equipment | one year standard parts only warranty; additional years of coverage are available under our Assure Program: https://www.chargepoint.com/products/service | Fleet only - does not accept payments | Yes
47QMCA22A0001 | ABM FACILITY SUPPORT SERVICES, LLC | ChargePoint | No - Product is undergoing FedRAMP review and will not be available for ordering through the BPAs until this process is complete and the platform this product operates on receives an ATO designation or it has been determined does not require one. Purchase this product today through GSA Advantage, but agencies will need to evaluate each product at the agency level to ensure it meets all agency-specific privacy, IT, and cyber supply chain requirements. | CPF50-L18-PEDMNT-CMK6-Dual | N/A | CPF50 Hardware | Dual Port, Pedestal Mount, 50A, Type 1, Cable 18', Single Phase Charger with Cable Management Kit. Unit ships in 6 separate boxes. See invoice or packing slip for details. | EA | 4809.82 | 4809.82 | 0% |  | 30 days to ship | USA | Commercial | 12kW | 50A | N/A | Yes | 2 | SAE J1772 | 18 | RFID | yes | Standard | No | CPF stations can received OTA software update for OCPP compliance at no cost to GSA | Yes | Pedestal | UL and C-UL listed; complies with UL2594, UL2231-1, UL 2231-2. NEC Article 625 compliant. For Canada CSA C22.2, No. 280, 281.1, 281.2, CED UL and C-UL listed per UL916 Energy Management Equipment | one year standard parts only warranty; additional years of coverage are available under our Assure Program: https://www.chargepoint.com/products/service | Fleet only - does not accept payments | Yes
47QMCA22A0001 | ABM FACILITY SUPPORT SERVICES, LLC | ChargePoint | No - Product is undergoing FedRAMP review and will not be available for ordering through the BPAs until this process is complete and the platform this product operates on receives an ATO designation or it has been determined does not require one. Purchase this product today through GSA Advantage, but agencies will need to evaluate each product at the agency level to ensure it meets all agency-specific privacy, IT, and cyber supply chain requirements. | CPF50-L18-PEDMNT-DUAL | N/A | CPF50 Hardware | Dual Port, Pedestal Mount, 50A, Type 1, Cable 18', Single Phase Charger. Unit ships in 5 separate boxes. See invoice or packing slip for details. | EA | 3900.5 | 3900.5 | 0% |  | 30 days to ship | USA | Commercial | 12kW | 50A | N/A | Yes | 2 | SAE J1772 | 18 | RFID | yes | Standard | No | CPF stations can received OTA software update for OCPP compliance at no cost to GSA | Yes | Pedestal | UL and C-UL listed; complies with UL2594, UL2231-1, UL 2231-2. NEC Article 625 compliant. For Canada CSA C22.2, No. 280, 281.1, 281.2, CED UL and C-UL listed per UL916 Energy Management Equipment | one year standard parts only warranty; additional years of coverage are available under our Assure Program: https://www.chargepoint.com/products/service | Fleet only - does not accept payments | Yes
47QMCA22A0001 | ABM FACILITY SUPPORT SERVICES, LLC | ChargePoint | No - Product is undergoing FedRAMP review and will not be available for ordering through the BPAs until this process is complete and the platform this product operates on receives an ATO designation or it has been determined does not require one. Purchase this product today through GSA Advantage, but agencies will need to evaluate each product at the agency level to ensure it meets all agency-specific privacy, IT, and cyber supply chain requirements. | CPF50-L23 | N/A | CPF50 Hardware | Single Port, Wall Mount, 50A, Type 1, Cable 23', Single Phase Charger. Unit ships in 1 box. See invoice or packing slip for details. | EA | 1603.27 | 1603.27 | 0% |  | 30 days to ship | USA | Commercial | 12kW | 50A | N/A | Yes | 1 | SAE J1772 | 23 | RFID | yes | Standard | No | CPF stations can received OTA software update for OCPP compliance at no cost to GSA | Yes | Wall | UL and C-UL listed; complies with UL2594, UL2231-1, UL 2231-2. NEC Article 625 compliant. For Canada CSA C22.2, No. 280, 281.1, 281.2, CED UL and C-UL listed per UL916 Energy Management Equipment | one year standard parts only warranty; additional years of coverage are available under our Assure Program: https://www.chargepoint.com/products/service | Fleet only - does not accept payments | Yes
47QMCA22A0001 | ABM FACILITY SUPPORT SERVICES, LLC | ChargePoint | No - Product is undergoing FedRAMP review and will not be available for ordering through the BPAs until this process is complete and the platform this product operates on receives an ATO designation or it has been determined does not require one. Purchase this product today through GSA Advantage, but agencies will need to evaluate each product at the agency level to ensure it meets all agency-specific privacy, IT, and cyber supply chain requirements. | CPF50-L23 WALLMNT-CMK8 | N/A | CPF50 Hardware | Single Port, Wall Mount, 50A, Type 1, Cable 23', Single Phase Charger with 8' Cable Management Kit. Unit ships in 3 separate boxes. See invoice or packing slip for details. | EA | 3388.41 | 3388.41 | 0% |  | 30 days to ship | USA | Commercial | 12kW | 50A | N/A | Yes | 1 | SAE J1772 | 23 | RFID | yes | Standard | No | CPF stations can received OTA software update for OCPP compliance at no cost to GSA | Yes | Wall | UL and C-UL listed; complies with UL2594, UL2231-1, UL 2231-2. NEC Article 625 compliant. For Canada CSA C22.2, No. 280, 281.1, 281.2, CED UL and C-UL listed per UL916 Energy Management Equipment | one year standard parts only warranty; additional years of coverage are available under our Assure Program: https://www.chargepoint.com/products/service | Fleet only - does not accept payments | Yes
47QMCA22A0001 | ABM FACILITY SUPPORT SERVICES, LLC | ChargePoint | No - Product is undergoing FedRAMP review and will not be available for ordering through the BPAs until this process is complete and the platform this product operates on receives an ATO designation or it has been determined does not require one. Purchase this product today through GSA Advantage, but agencies will need to evaluate each product at the agency level to ensure it meets all agency-specific privacy, IT, and cyber supply chain requirements. | CPF50-L23-PEDMNT | N/A | CPF50 Hardware | Single Port, Pedestal Mount, 50A, Type 1, Cable 23', Single Phase Charger. Unit ships in 4 separate boxes. See invoice or packing slip for details. | EA | 2637.03 | 2637.03 | 0% |  | 30 days to ship | USA | Commercial | 12kW | 50A | N/A | Yes | 1 | SAE J1772 | 23 | RFID | yes | Standard | No | CPF stations can received OTA software update for OCPP compliance at no cost to GSA | Yes | Pedestal | UL and C-UL listed; complies with UL2594, UL2231-1, UL 2231-2. NEC Article 625 compliant. For Canada CSA C22.2, No. 280, 281.1, 281.2, CED UL and C-UL listed per UL916 Energy Management Equipment | one year standard parts only warranty; additional years of coverage are available under our Assure Program: https://www.chargepoint.com/products/service | Fleet only - does not accept payments | Yes
47QMCA22A0001 | ABM FACILITY SUPPORT SERVICES, LLC | ChargePoint | No - Product is undergoing FedRAMP review and will not be available for ordering through the BPAs until this process is complete and the platform this product operates on receives an ATO designation or it has been determined does not require one. Purchase this product today through GSA Advantage, but agencies will need to evaluate each product at the agency level to ensure it meets all agency-specific privacy, IT, and cyber supply chain requirements. | CPF50-L23-PEDMNT-CMK8 | N/A | CPF50 Hardware | Single Port, Pedestal Mount, 50A, Type 1, Cable 23', Single Phase Charger with 8' Cable Management Kit. Unit ships in 5 separate boxes. See invoice or packing slip for details. | EA | 3905.29 | 3905.29 | 0% |  | 30 days to ship | USA | Commercial | 12kW | 50A | N/A | Yes | 1 | SAE J1772 | 23 | RFID | yes | Standard | No | CPF stations can received OTA software update for OCPP compliance at no cost to GSA | Yes | Pedestal | UL and C-UL listed; complies with UL2594, UL2231-1, UL 2231-2. NEC Article 625 compliant. For Canada CSA C22.2, No. 280, 281.1, 281.2, CED UL and C-UL listed per UL916 Energy Management Equipment | one year standard parts only warranty; additional years of coverage are available under our Assure Program: https://www.chargepoint.com/products/service | Fleet only - does not accept payments | Yes
47QMCA22A0001 | ABM FACILITY SUPPORT SERVICES, LLC | ChargePoint | No - Product is undergoing FedRAMP review and will not be available for ordering through the BPAs until this process is complete and the platform this product operates on receives an ATO designation or it has been determined does not require one. Purchase this product today through GSA Advantage, but agencies will need to evaluate each product at the agency level to ensure it meets all agency-specific privacy, IT, and cyber supply chain requirements. | CPF50-L23-PEDMNT-CMK8-Dual | N/A | CPF50 Hardware | Dual Port, Pedestal Mount, 50A, Type 1, Cable 23', Single Phase Charger with 8' Cable Management Kit. Unit ships in 6 separate boxes. See invoice or packing slip for details. | EA | 5537.28 | 5537.28 | 0% |  | 30 days to ship | USA | Commercial | 12kW | 50A | N/A | Yes | 2 | SAE J1772 | 23 | RFID | yes | Standard | No | CPF stations can received OTA software update for OCPP compliance at no cost to GSA | Yes | Pedestal | UL and C-UL listed; complies with UL2594, UL2231-1, UL 2231-2. NEC Article 625 compliant. For Canada CSA C22.2, No. 280, 281.1, 281.2, CED UL and C-UL listed per UL916 Energy Management Equipment | one year standard parts only warranty; additional years of coverage are available under our Assure Program: https://www.chargepoint.com/products/service | Fleet only - does not accept payments | Yes
47QMCA22A0001 | ABM FACILITY SUPPORT SERVICES, LLC | ChargePoint | No - Product is undergoing FedRAMP review and will not be available for ordering through the BPAs until this process is complete and the platform this product operates on receives an ATO designation or it has been determined does not require one. Purchase this product today through GSA Advantage, but agencies will need to evaluate each product at the agency level to ensure it meets all agency-specific privacy, IT, and cyber supply chain requirements. | CPF50-L23-PEDMNT-Dual | N/A | CPF50 Hardware | Dual Port, Pedestal Mount, 50A, Type 1, Cable 23', Single Phase Charger. Unit ships in 5 separate boxes. See invoice or packing slip for details. | EA | 4005.79 | 4005.79 | 0% |  | 30 days to ship | USA | Commercial | 12kW | 50A | N/A | Yes | 2 | SAE J1772 | 23 | RFID | yes | Standard | No | CPF stations can received OTA software update for OCPP compliance at no cost to GSA | Yes | Pedestal | UL and C-UL listed; complies with UL2594, UL2231-1, UL 2231-2. NEC Article 625 compliant. For Canada CSA C22.2, No. 280, 281.1, 281.2, CED UL and C-UL listed per UL916 Energy Management Equipment | one year standard parts only warranty; additional years of coverage are available under our Assure Program: https://www.chargepoint.com/products/service | Fleet only - does not accept payments | Yes
47QMCA22A0001 | ABM FACILITY SUPPORT SERVICES, LLC | ChargePoint | No - Product is undergoing FedRAMP review and will not be available for ordering through the BPAs until this process is complete and the platform this product operates on receives an ATO designation or it has been determined does not require one. Purchase this product today through GSA Advantage, but agencies will need to evaluate each product at the agency level to ensure it meets all agency-specific privacy, IT, and cyber supply chain requirements. | CT4011-GW1 | N/A | CT4K Hardware | Single Output Gateway North America, Bollard Unit - 208/240V @30A with Cord Management, Required CPCLD-Commercial-1,2,3,4,5 (per port), Required CPSUPPORT-ACTIVE per station, Required CT4000-INSTALLVALID, and Required CT4000-SITEVALID, Optional CT400-Assure1,2,3,4,5 warranty, Optional CT4001-CCM, Optional CT4000-PMGMT. | EA | 5178.34 | 5178.34 | 0% |  | 30 days to ship | USA | Commercial | 7.2kW | 30A | N/A | Yes | 1 | SAE J1772 | 18 | RFID, Mobile App, Contactless Credit Card | yes | Standard | Yes |  | Yes | Pedestal | UL listed and cUL certified; complies with UL 2594, UL 2231-1, UL 2231-2, and NEC Article 625 | one year standard parts only warranty; additional years of coverage are available under our Assure Program: https://www.chargepoint.com/products/service | Contactless Credit Card, RFID, Tap to Pay with Mobile app, call center, roaming | Yes
47QMCA22A0001 | ABM FACILITY SUPPORT SERVICES, LLC | ChargePoint | No - Product is undergoing FedRAMP review and will not be available for ordering through the BPAs until this process is complete and the platform this product operates on receives an ATO designation or it has been determined does not require one. Purchase this product today through GSA Advantage, but agencies will need to evaluate each product at the agency level to ensure it meets all agency-specific privacy, IT, and cyber supply chain requirements. | CT4013-GW1 | N/A | CT4K Hardware | Single Output Gateway North America, Wall Mount Unit - 208/240V @30A with Cord Management, Required CPCLD-Commercial-1,2,3,4,5 (per port), Required CPSUPPORT-ACTIVE per station, Required CT4000-INSTALLVALID, and Required CT4000-SITEVALID, Optional CT400-Assure1,2,3,4,5 warranty, Optional CT4001-CCM, Optional CT4000-PMGMT. | EA | 5178.34 | 5178.34 | 0% |  | 30 days to ship | USA | Commercial | 7.2kW | 30A | N/A | Yes | 1 | SAE J1772 | 18 | RFID, Mobile App, Contactless Credit Card | yes | Standard | Yes |  | Yes | Wall | UL listed and cUL certified; complies with UL 2594, UL 2231-1, UL 2231-2, and NEC Article 626 | one year standard parts only warranty; additional years of coverage are available under our Assure Program: https://www.chargepoint.com/products/service | Contactless Credit Card, RFID, Tap to Pay with Mobile app, call center, roaming | Yes
47QMCA22A0001 | ABM FACILITY SUPPORT SERVICES, LLC | ChargePoint | No - Product is undergoing FedRAMP review and will not be available for ordering through the BPAs until this process is complete and the platform this product operates on receives an ATO designation or it has been determined does not require one. Purchase this product today through GSA Advantage, but agencies will need to evaluate each product at the agency level to ensure it meets all agency-specific privacy, IT, and cyber supply chain requirements. | CT4021-GW1 | N/A | CT4K Hardware | Dual Output Gateway North America, Bollard Unit - 208/240V @30A with Cord Management, Required CPCLD-Commercial-1,2,3,4,5 (per port), Required CPSUPPORT-ACTIVE per station, Required CT4000-INSTALLVALID, and Required CT4000-SITEVALID, Optional CT400-Assure1,2,3,4,5 warranty, Optional CT4001-CCM, Optional CT4000-PMGMT. | EA | 7451.64 | 7451.64 | 0% |  | 30 days to ship | USA | Commercial | 7.2kW | 30A | N/A | Yes | 2 | SAE J1772 | 18 | RFID, Mobile App, Contactless Credit Card | yes | Standard | Yes |  | Yes | Pedestal | UL listed and cUL certified; complies with UL 2594, UL 2231-1, UL 2231-2, and NEC Article 627 | one year standard parts only warranty; additional years of coverage are available under our Assure Program: https://www.chargepoint.com/products/service | Contactless Credit Card, RFID, Tap to Pay with Mobile app, call center, roaming | Yes
47QMCA22A0001 | ABM FACILITY SUPPORT SERVICES, LLC | ChargePoint | No - Product is undergoing FedRAMP review and will not be available for ordering through the BPAs until this process is complete and the platform this product operates on receives an ATO designation or it has been determined does not require one. Purchase this product today through GSA Advantage, but agencies will need to evaluate each product at the agency level to ensure it meets all agency-specific privacy, IT, and cyber supply chain requirements. | CT4023-GW1 | N/A | CT4K Hardware | Dual Output Gateway North America, Wall Mount Unit - 208/240V @30A with Cord Management, Required CPCLD-Commercial-1,2,3,4,5 (per port), Required CPSUPPORT-ACTIVE per station, Required CT4000-INSTALLVALID, and Required CT4000-SITEVALID, Optional CT400-Assure1,2,3,4,5 warranty, Optional CT4001-CCM, Optional CT4000-PMGMT. | EA | 7451.64 | 7451.64 | 0% |  | 30 days to ship | USA | Commercial | 7.2kW | 30A | N/A | Yes | 2 | SAE J1772 | 18 | RFID, Mobile App, Contactless Credit Card | yes | Standard | Yes |  | Yes | Wall | UL listed and cUL certified; complies with UL 2594, UL 2231-1, UL 2231-2, and NEC Article 628 | one year standard parts only warranty; additional years of coverage are available under our Assure Program: https://www.chargepoint.com/products/service | Contactless Credit Card, RFID, Tap to Pay with Mobile app, call center, roaming | Yes
47QMCA22A0001 | ABM FACILITY SUPPORT SERVICES, LLC | ChargePoint | No - Product is undergoing FedRAMP review and will not be available for ordering through the BPAs until this process is complete and the platform this product operates on receives an ATO designation or it has been determined does not require one. Purchase this product today through GSA Advantage, but agencies will need to evaluate each product at the agency level to ensure it meets all agency-specific privacy, IT, and cyber supply chain requirements. | CT4025-GW1 | N/A | CT4K Hardware | Dual Output Gateway North America, Bollard Unit - 208/240V @30A with 8' Cord Management (23' Cords), Required CPCLD-Commercial-1,2,3,4,5 (per port), Required CPSUPPORT-ACTIVE per station, Required CT4000-INSTALLVALID, and Required CT4000-SITEVALID, Optional CT400-Assure1,2,3,4,5 warranty, Optional CT4001-CCM, Optional CT4000-PMGMT. | EA | 8485.39 | 8485.39 | 0% |  | 30 days to ship | USA | Commercial | 7.2kW | 30A | N/A | Yes | 2 | SAE J1772 | 23 | RFID, Mobile App, Contactless Credit Card | yes | Standard | Yes |  | Yes | Pedestal | UL listed and cUL certified; complies with UL 2594, UL 2231-1, UL 2231-2, and NEC Article 629 | one year standard parts only warranty; additional years of coverage are available under our Assure Program: https://www.chargepoint.com/products/service | Contactless Credit Card, RFID, Tap to Pay with Mobile app, call center, roaming | Yes
47QMCA22A0001 | ABM FACILITY SUPPORT SERVICES, LLC | ChargePoint | No - Product is undergoing FedRAMP review and will not be available for ordering through the BPAs until this process is complete and the platform this product operates on receives an ATO designation or it has been determined does not require one. Purchase this product today through GSA Advantage, but agencies will need to evaluate each product at the agency level to ensure it meets all agency-specific privacy, IT, and cyber supply chain requirements. | CT4027-GW1 | N/A | CT4K Hardware | Dual Output Gateway North America, Wall Mount Unit - 208/240V @30A with 8' Cord Management (23' Cords), Required CPCLD-Commercial-1,2,3,4,5 (per port), Required CPSUPPORT-ACTIVE per station, Required CT4000-INSTALLVALID, and Required CT4000-SITEVALID, Optional CT400-Assure1,2,3,4,5 warranty, Optional CT4001-CCM, Optional CT4000-PMGMT. | EA | 8485.39 | 8485.39 | 0% |  | 30 days to ship | USA | Commercial | 7.2kW | 30A | N/A | Yes | 2 | SAE J1772 | 23 | RFID, Mobile App, Contactless Credit Card | yes | Standard | Yes |  | Yes | Wall | UL listed and cUL certified; complies with UL 2594, UL 2231-1, UL 2231-2, and NEC Article 630 | one year standard parts only warranty; additional years of coverage are available under our Assure Program: https://www.chargepoint.com/products/service | Contactless Credit Card, RFID, Tap to Pay with Mobile app, call center, roaming | Yes
47QMCA22A0001 | ABM FACILITY SUPPORT SERVICES, LLC | EvoCharge | No - Product is undergoing FedRAMP review and will not be available for ordering through the BPAs until this process is complete and the platform this product operates on receives an ATO designation or it has been determined does not require one. Purchase this product today through GSA Advantage, but agencies will need to evaluate each product at the agency level to ensure it meets all agency-specific privacy, IT, and cyber supply chain requirements. | EVC3AB0A1E1A2 | N/A | iEVSE (Wi-Fi) | iEVSE, Single Port 4 ft pedestal, 18 ft cable | EA | 1683.59 | 1683.59 | 0% |  | 20 | USA | Residential or Commercial | 7.68kW | 32A | 99% | No | 1 | SAE J1772 | 18 ft | Mobile App/QR Code via NSP | Yes | Standard Network | Yes | N/A | No | Pedestal | ADA/OSHA compliant; UL/cUL Listed; SAE J1772, UL 2594, UL 2231, UL 2251, CSA | 3 year standard warranty on charging station and accessories. An optional 2 year warranty extension (5 years total) is available for purchase. Full warranty terms & conditions: https://evocharge.com/warranty/ | App via Network Service Provider | Dependent on Network Service Provider
47QMCA22A0001 | ABM FACILITY SUPPORT SERVICES, LLC | EvoCharge | No - Product is undergoing FedRAMP review and will not be available for ordering through the BPAs until this process is complete and the platform this product operates on receives an ATO designation or it has been determined does not require one. Purchase this product today through GSA Advantage, but agencies will need to evaluate each product at the agency level to ensure it meets all agency-specific privacy, IT, and cyber supply chain requirements. | EVC3AB0A1E1B2 | N/A | iEVSE (Wi-Fi) | iEVSE, Dual Port 4 ft pedestal, 18 ft cable | EA | 2631.19 | 2631.19 | 0% |  | 20 | USA | Residential or Commercial | 7.68kW | 32A | 99% | No | 1 | SAE J1772 | 18 ft | Mobile App/QR Code via NSP | Yes | Standard Network | Yes | N/A | No | Pedestal | ADA/OSHA compliant; UL/cUL Listed; SAE J1772, UL 2594, UL 2231, UL 2251, CSA | 3 year standard warranty on charging station and accessories. An optional 2 year warranty extension (5 years total) is available for purchase. Full warranty terms & conditions: https://evocharge.com/warranty/ | App via Network Service Provider | Dependent on Network Service Provider
47QMCA22A0001 | ABM FACILITY SUPPORT SERVICES, LLC | EvoCharge | No - Product is undergoing FedRAMP review and will not be available for ordering through the BPAs until this process is complete and the platform this product operates on receives an ATO designation or it has been determined does not require one. Purchase this product today through GSA Advantage, but agencies will need to evaluate each product at the agency level to ensure it meets all agency-specific privacy, IT, and cyber supply chain requirements. | EVC3AB0A2E1A1 | N/A | iEVSE (Wi-Fi) | iEVSE, Single Port Wall, 18 ft cable | EA | 946.56 | 946.56 | 0% |  | 20 | USA | Residential or Commercial | 7.68kW | 32A | 99% | No | 1 | SAE J1772 | 18 ft | Mobile App/QR Code via NSP | Yes | Standard Network | Yes | N/A | No | Wall | ADA/OSHA compliant; UL/cUL Listed; SAE J1772, UL 2594, UL 2231, UL 2251, CSA | 3 year standard warranty on charging station and accessories. An optional 2 year warranty extension (5 years total) is available for purchase. Full warranty terms & conditions: https://evocharge.com/warranty/ | App via Network Service Provider | Dependent on Network Service Provider
47QMCA22A0001 | ABM FACILITY SUPPORT SERVICES, LLC | EvoCharge | No - Product is undergoing FedRAMP review and will not be available for ordering through the BPAs until this process is complete and the platform this product operates on receives an ATO designation or it has been determined does not require one. Purchase this product today through GSA Advantage, but agencies will need to evaluate each product at the agency level to ensure it meets all agency-specific privacy, IT, and cyber supply chain requirements. | EVC3AB0B1A1A4 | N/A | iEVSE (Wi-Fi) | iEVSE, Single Port 8 ft Pedestal with Retractor, 25 ft cable | EA | 2683.84 | 2683.84 | 0% |  | 20 | USA | Residential or Commercial | 7.68kW | 32A | 99% | No | 1 | SAE J1772 | 25 ft | Mobile App/QR Code via NSP | Yes | Standard Network | Yes | N/A | No | Pedestal | ADA/OSHA compliant; UL/cUL Listed; SAE J1772, UL 2594, UL 2231, UL 2251, CSA | 3 year standard warranty on charging station and accessories. An optional 2 year warranty extension (5 years total) is available for purchase. Full warranty terms & conditions: https://evocharge.com/warranty/ | App via Network Service Provider | Dependent on Network Service Provider
47QMCA22A0001 | ABM FACILITY SUPPORT SERVICES, LLC | EvoCharge | No - Product is undergoing FedRAMP review and will not be available for ordering through the BPAs until this process is complete and the platform this product operates on receives an ATO designation or it has been determined does not require one. Purchase this product today through GSA Advantage, but agencies will need to evaluate each product at the agency level to ensure it meets all agency-specific privacy, IT, and cyber supply chain requirements. | EVC3AB0B1A1B4 | N/A | iEVSE (Wi-Fi) | iEVSE, Dual Port 8 ft Pedestal with Retractors, 25 ft cable | EA | 4315.83 | 4315.83 | 0% |  | 20 | USA | Residential or Commercial | 7.68kW | 32A | 99% | No | 1 | SAE J1772 | 25 ft | Mobile App/QR Code via NSP | Yes | Standard Network | Yes | N/A | No | Pedestal | ADA/OSHA compliant; UL/cUL Listed; SAE J1772, UL 2594, UL 2231, UL 2251, CSA | 3 year standard warranty on charging station and accessories. An optional 2 year warranty extension (5 years total) is available for purchase. Full warranty terms & conditions: https://evocharge.com/warranty/ | App via Network Service Provider | Dependent on Network Service Provider
47QMCA22A0001 | ABM FACILITY SUPPORT SERVICES, LLC | EvoCharge | No - Product is undergoing FedRAMP review and will not be available for ordering through the BPAs until this process is complete and the platform this product operates on receives an ATO designation or it has been determined does not require one. Purchase this product today through GSA Advantage, but agencies will need to evaluate each product at the agency level to ensure it meets all agency-specific privacy, IT, and cyber supply chain requirements. | EVC3AB0B2A1A1 | N/A | iEVSE (Wi-Fi) | iEVSE, Single Port Wall with Retractor, 25 ft cable | EA | 1630.94 | 1630.94 | 0% |  | 20 | USA | Residential or Commercial | 7.68kW | 32A | 99% | No | 1 | SAE J1772 | 25 ft | Mobile App/QR Code via NSP | Yes | Standard Network | Yes | N/A | No | Wall | ADA/OSHA compliant; UL/cUL Listed; SAE J1772, UL 2594, UL 2231, UL 2251, CSA | 3 year standard warranty on charging station and accessories. An optional 2 year warranty extension (5 years total) is available for purchase. Full warranty terms & conditions: https://evocharge.com/warranty/ | App via Network Service Provider | Dependent on Network Service Provider
47QMCA22A0001 | ABM FACILITY SUPPORT SERVICES, LLC | EvoCharge | No - Product is undergoing FedRAMP review and will not be available for ordering through the BPAs until this process is complete and the platform this product operates on receives an ATO designation or it has been determined does not require one. Purchase this product today through GSA Advantage, but agencies will need to evaluate each product at the agency level to ensure it meets all agency-specific privacy, IT, and cyber supply chain requirements. | EVC3AB0B2E1A1 | N/A | iEVSE (Wi-Fi) | iEVSE, Single Port Wall, 25 ft cable | EA | 999.2 | 999.2 | 0% |  | 20 | USA | Residential or Commercial | 7.68kW | 32A | 99% | No | 1 | SAE J1772 | 25 ft | Mobile App/QR Code via NSP | Yes | Standard Network | Yes | N/A | No | Wall | ADA/OSHA compliant; UL/cUL Listed; SAE J1772, UL 2594, UL 2231, UL 2251, CSA | 3 year standard warranty on charging station and accessories. An optional 2 year warranty extension (5 years total) is available for purchase. Full warranty terms & conditions: https://evocharge.com/warranty/ | App via Network Service Provider | Dependent on Network Service Provider
47QMCA22A0001 | ABM FACILITY SUPPORT SERVICES, LLC | EvoCharge | No - Product is undergoing FedRAMP review and will not be available for ordering through the BPAs until this process is complete and the platform this product operates on receives an ATO designation or it has been determined does not require one. Purchase this product today through GSA Advantage, but agencies will need to evaluate each product at the agency level to ensure it meets all agency-specific privacy, IT, and cyber supply chain requirements. | EVC3AC0A1E1A1 | N/A | iEVSE Plus (WiFi or 4G LTE, RFID) | iEVSE Plus, Single Port Wall, 18 ft cable | EA | 1473.01 | 1473.01 | 0% |  | 20 | USA | Commercial | 7.68kW | 32A | 99% | Yes | 1 | SAE J1772 | 18 ft | RFID or Mobile App/QR Code via NSP | Yes | Standard Network | Yes | N/A | No | Wall | ADA/OSHA compliant; UL/cUL Listed; SAE J1772, UL 2594, UL 2231, UL 2251, UL 60730, CSA | 3 year standard warranty on charging station and accessories. An optional 2 year warranty extension (5 years total) is available for purchase. Full warranty terms & conditions: https://evocharge.com/warranty/ | RFID, App via Network Service Provider | Yes, both via RFID and dependent on Network Service Provider
47QMCA22A0001 | ABM FACILITY SUPPORT SERVICES, LLC | EvoCharge | No - Product is undergoing FedRAMP review and will not be available for ordering through the BPAs until this process is complete and the platform this product operates on receives an ATO designation or it has been determined does not require one. Purchase this product today through GSA Advantage, but agencies will need to evaluate each product at the agency level to ensure it meets all agency-specific privacy, IT, and cyber supply chain requirements. | EVC3AC0A1E1A2 | N/A | iEVSE Plus (WiFi or 4G LTE, RFID) | iEVSE Plus, Single Port 4 ft pedestal, 18 ft cable | EA | 2210.04 | 2210.04 | 0% |  | 20 | USA | Commercial | 7.68kW | 32A | 99% | Yes | 1 | SAE J1772 | 18 ft | RFID or Mobile App/QR Code via NSP | Yes | Standard Network | Yes | N/A | No | Pedestal | ADA/OSHA compliant; UL/cUL Listed; SAE J1772, UL 2594, UL 2231, UL 2251, UL 60730, CSA | 3 year standard warranty on charging station and accessories. An optional 2 year warranty extension (5 years total) is available for purchase. Full warranty terms & conditions: https://evocharge.com/warranty/ | RFID, App via Network Service Provider | Yes, both via RFID and dependent on Network Service Provider
47QMCA22A0001 | ABM FACILITY SUPPORT SERVICES, LLC | EvoCharge | No - Product is undergoing FedRAMP review and will not be available for ordering through the BPAs until this process is complete and the platform this product operates on receives an ATO designation or it has been determined does not require one. Purchase this product today through GSA Advantage, but agencies will need to evaluate each product at the agency level to ensure it meets all agency-specific privacy, IT, and cyber supply chain requirements. | EVC3AC0A1E1B2 | N/A | iEVSE Plus (WiFi or 4G LTE, RFID) | iEVSE Plus, Dual Port 4 ft pedestal, 18 ft cable | EA | 3684.09 | 3684.09 | 0% |  | 20 | USA | Commercial | 7.68kW | 32A | 99% | Yes | 2 | SAE J1772 | 18 ft | RFID or Mobile App/QR Code via NSP | Yes | Standard Network | Yes | N/A | No | Pedestal | ADA/OSHA compliant; UL/cUL Listed; SAE J1772, UL 2594, UL 2231, UL 2251, UL 60730, CSA | 3 year standard warranty on charging station and accessories. An optional 2 year warranty extension (5 years total) is available for purchase. Full warranty terms & conditions: https://evocharge.com/warranty/ | RFID, App via Network Service Provider | Yes, both via RFID and dependent on Network Service Provider
47QMCA22A0001 | ABM FACILITY SUPPORT SERVICES, LLC | EvoCharge | No - Product is undergoing FedRAMP review and will not be available for ordering through the BPAs until this process is complete and the platform this product operates on receives an ATO designation or it has been determined does not require one. Purchase this product today through GSA Advantage, but agencies will need to evaluate each product at the agency level to ensure it meets all agency-specific privacy, IT, and cyber supply chain requirements. | EVC3AC0B1A1A1 | N/A | iEVSE Plus (WiFi or 4G LTE, RFID) | iEVSE Plus, Single Port Wall with Retractor, 25 ft cable | EA | 2157.39 | 2157.39 | 0% |  | 20 | USA | Commercial | 7.68kW | 32A | 99% | Yes | 1 | SAE J1772 | 25 ft | RFID or Mobile App/QR Code via NSP | Yes | Standard Network | Yes | N/A | No | Wall | ADA/OSHA compliant; UL/cUL Listed; SAE J1772, UL 2594, UL 2231, UL 2251, UL 60730, CSA | 3 year standard warranty on charging station and accessories. An optional 2 year warranty extension (5 years total) is available for purchase. Full warranty terms & conditions: https://evocharge.com/warranty/ | RFID, App via Network Service Provider | Yes, both via RFID and dependent on Network Service Provider
47QMCA22A0001 | ABM FACILITY SUPPORT SERVICES, LLC | EvoCharge | No - Product is undergoing FedRAMP review and will not be available for ordering through the BPAs until this process is complete and the platform this product operates on receives an ATO designation or it has been determined does not require one. Purchase this product today through GSA Advantage, but agencies will need to evaluate each product at the agency level to ensure it meets all agency-specific privacy, IT, and cyber supply chain requirements. | EVC3AC0B1A1A4 | N/A | iEVSE Plus (WiFi or 4G LTE, RFID) | iEVSE Plus, Single Port 8 ft Pedestal with Retractor, 25 ft cable | EA | 3210.29 | 3210.29 | 0% |  | 20 | USA | Commercial | 7.68kW | 32A | 99% | Yes | 1 | SAE J1772 | 25 ft | RFID or Mobile App/QR Code via NSP | Yes | Standard Network | Yes | N/A | No | Pedestal | ADA/OSHA compliant; UL/cUL Listed; SAE J1772, UL 2594, UL 2231, UL 2251, UL 60730, CSA | 3 year standard warranty on charging station and accessories. An optional 2 year warranty extension (5 years total) is available for purchase. Full warranty terms & conditions: https://evocharge.com/warranty/ | RFID, App via Network Service Provider | Yes, both via RFID and dependent on Network Service Provider
47QMCA22A0001 | ABM FACILITY SUPPORT SERVICES, LLC | EvoCharge | No - Product is undergoing FedRAMP review and will not be available for ordering through the BPAs until this process is complete and the platform this product operates on receives an ATO designation or it has been determined does not require one. Purchase this product today through GSA Advantage, but agencies will need to evaluate each product at the agency level to ensure it meets all agency-specific privacy, IT, and cyber supply chain requirements. | EVC3AC0B1A1B4 | N/A | iEVSE Plus (WiFi or 4G LTE, RFID) | iEVSE Plus, Dual Port 8 ft Pedestal with Retractors, 25 ft cable | EA | 5368.73 | 5368.73 | 0% |  | 20 | USA | Commercial | 7.68kW | 32A | 99% | Yes | 2 | SAE J1772 | 25 ft | RFID or Mobile App/QR Code via NSP | Yes | Standard Network | Yes | N/A | No | Pedestal | ADA/OSHA compliant; UL/cUL Listed; SAE J1772, UL 2594, UL 2231, UL 2251, UL 60730, CSA | 3 year standard warranty on charging station and accessories. An optional 2 year warranty extension (5 years total) is available for purchase. Full warranty terms & conditions: https://evocharge.com/warranty/ | RFID, App via Network Service Provider | Yes, both via RFID and dependent on Network Service Provider
47QMCA22A0001 | ABM FACILITY SUPPORT SERVICES, LLC | EvoCharge | No - Product is undergoing FedRAMP review and will not be available for ordering through the BPAs until this process is complete and the platform this product operates on receives an ATO designation or it has been determined does not require one. Purchase this product today through GSA Advantage, but agencies will need to evaluate each product at the agency level to ensure it meets all agency-specific privacy, IT, and cyber supply chain requirements. | EVC3AC0B1E1A1 | N/A | iEVSE Plus (WiFi or 4G LTE, RFID) | iEVSE Plus, Single Port Wall, 25 ft cable | EA | 1525.65 | 1525.65 | 0% |  | 20 | USA | Commercial | 7.68kW | 32A | 99% | Yes | 1 | SAE J1772 | 25 ft | RFID or Mobile App/QR Code via NSP | Yes | Standard Network | Yes | N/A | No | Wall | ADA/OSHA compliant; UL/cUL Listed; SAE J1772, UL 2594, UL 2231, UL 2251, UL 60730, CSA | 3 year standard warranty on charging station and accessories. An optional 2 year warranty extension (5 years total) is available for purchase. Full warranty terms & conditions: https://evocharge.com/warranty/ | RFID, App via Network Service Provider | Yes, both via RFID and dependent on Network Service Provider
47QMCA22A0001 | ABM FACILITY SUPPORT SERVICES, LLC | EvoCharge | No - Product is undergoing FedRAMP review and will not be available for ordering through the BPAs until this process is complete and the platform this product operates on receives an ATO designation or it has been determined does not require one. Purchase this product today through GSA Advantage, but agencies will need to evaluate each product at the agency level to ensure it meets all agency-specific privacy, IT, and cyber supply chain requirements. | EVC4AB0C1B1A3 | N/A | iEVSE (Wi-Fi) | iEVSE, Single Port 6 ft Pedestal with 22 ft EVOREEL | EA | 3105 | 3105 | 0% |  | 20 | USA | Residential or Commercial | 7.68kW | 32A | 99% | No | 1 | SAE J1772 | 22 ft | Mobile App/QR Code via NSP | Yes | Standard Network | Yes | N/A | No | Pedestal | ADA/OSHA compliant; UL/cUL Listed; SAE J1772, UL 2594, UL 2231, UL 2251, CSA | 3 year standard warranty on charging station and accessories. An optional 2 year warranty extension (5 years total) is available for purchase. Full warranty terms & conditions: https://evocharge.com/warranty/ | App via Network Service Provider | Dependent on Network Service Provider
47QMCA22A0001 | ABM FACILITY SUPPORT SERVICES, LLC | EvoCharge | No - Product is undergoing FedRAMP review and will not be available for ordering through the BPAs until this process is complete and the platform this product operates on receives an ATO designation or it has been determined does not require one. Purchase this product today through GSA Advantage, but agencies will need to evaluate each product at the agency level to ensure it meets all agency-specific privacy, IT, and cyber supply chain requirements. | EVC4AB0C1B1B3 | N/A | iEVSE (Wi-Fi) | iEVSE, Dual Port 6 ft Pedestal with 22 ft EVOREEL | EA | 5316.08 | 5316.08 | 0% |  | 20 | USA | Residential or Commercial | 7.68kW | 32A | 99% | No | 1 | SAE J1772 | 22 ft | Mobile App/QR Code via NSP | Yes | Standard Network | Yes | N/A | No | Pedestal | ADA/OSHA compliant; UL/cUL Listed; SAE J1772, UL 2594, UL 2231, UL 2251, CSA | 3 year standard warranty on charging station and accessories. An optional 2 year warranty extension (5 years total) is available for purchase. Full warranty terms & conditions: https://evocharge.com/warranty/ | App via Network Service Provider | Dependent on Network Service Provider
47QMCA22A0001 | ABM FACILITY SUPPORT SERVICES, LLC | EvoCharge | No - Product is undergoing FedRAMP review and will not be available for ordering through the BPAs until this process is complete and the platform this product operates on receives an ATO designation or it has been determined does not require one. Purchase this product today through GSA Advantage, but agencies will need to evaluate each product at the agency level to ensure it meets all agency-specific privacy, IT, and cyber supply chain requirements. | EVC4AB0C2B1A1 | N/A | iEVSE (Wi-Fi) | iEVSE, Single Port Wall with 22 ft EVOREEL | EA | 2210.04 | 2210.04 | 0% |  | 20 | USA | Residential or Commercial | 7.68kW | 32A | 99% | No | 1 | SAE J1772 | 22 ft | Mobile App/QR Code via NSP | Yes | Standard Network | Yes | N/A | No | Wall | ADA/OSHA compliant; UL/cUL Listed; SAE J1772, UL 2594, UL 2231, UL 2251, CSA | 3 year standard warranty on charging station and accessories. An optional 2 year warranty extension (5 years total) is available for purchase. Full warranty terms & conditions: https://evocharge.com/warranty/ | App via Network Service Provider | Dependent on Network Service Provider
47QMCA22A0001 | ABM FACILITY SUPPORT SERVICES, LLC | EvoCharge | No - Product is undergoing FedRAMP review and will not be available for ordering through the BPAs until this process is complete and the platform this product operates on receives an ATO designation or it has been determined does not require one. Purchase this product today through GSA Advantage, but agencies will need to evaluate each product at the agency level to ensure it meets all agency-specific privacy, IT, and cyber supply chain requirements. | EVC4AB0D2B1A1 | N/A | iEVSE (Wi-Fi) | iEVSE, Single Port Wall with 30 ft EVOREEL | EA | 2315.32 | 2315.32 | 0% |  | 20 | USA | Residential or Commercial | 7.68kW | 32A | 99% | No | 1 | SAE J1772 | 30 ft | Mobile App/QR Code via NSP | Yes | Standard Network | Yes | N/A | No | Wall | ADA/OSHA compliant; UL/cUL Listed; SAE J1772, UL 2594, UL 2231, UL 2251, CSA | 3 year standard warranty on charging station and accessories. An optional 2 year warranty extension (5 years total) is available for purchase. Full warranty terms & conditions: https://evocharge.com/warranty/ | App via Network Service Provider | Dependent on Network Service Provider
47QMCA22A0001 | ABM FACILITY SUPPORT SERVICES, LLC | EvoCharge | No - Product is undergoing FedRAMP review and will not be available for ordering through the BPAs until this process is complete and the platform this product operates on receives an ATO designation or it has been determined does not require one. Purchase this product today through GSA Advantage, but agencies will need to evaluate each product at the agency level to ensure it meets all agency-specific privacy, IT, and cyber supply chain requirements. | EVC4AC0C1B1A1 | N/A | iEVSE Plus (WiFi or 4G LTE, RFID) | iEVSE Plus, Single Port Wall with 22 ft EVOREEL | EA | 2736.48 | 2736.48 | 0% |  | 20 | USA | Commercial | 7.68kW | 32A | 99% | Yes | 1 | SAE J1772 | 22 ft | RFID or Mobile App/QR Code via NSP | Yes | Standard Network | Yes | N/A | No | Wall | ADA/OSHA compliant; UL/cUL Listed; SAE J1772, UL 2594, UL 2231, UL 2251, UL 60730, CSA | 3 year standard warranty on charging station and accessories. An optional 2 year warranty extension (5 years total) is available for purchase. Full warranty terms & conditions: https://evocharge.com/warranty/ | RFID, App via Network Service Provider | Yes, both via RFID and dependent on Network Service Provider
47QMCA22A0001 | ABM FACILITY SUPPORT SERVICES, LLC | EvoCharge | No - Product is undergoing FedRAMP review and will not be available for ordering through the BPAs until this process is complete and the platform this product operates on receives an ATO designation or it has been determined does not require one. Purchase this product today through GSA Advantage, but agencies will need to evaluate each product at the agency level to ensure it meets all agency-specific privacy, IT, and cyber supply chain requirements. | EVC4AC0C1B1A3 | N/A | iEVSE Plus (WiFi or 4G LTE, RFID) | iEVSE Plus, Single Port 6 ft Pedestal with 22 ft EVOREEL | EA | 3631.45 | 3631.45 | 0% |  | 20 | USA | Commercial | 7.68kW | 32A | 99% | Yes | 1 | SAE J1772 | 22 ft | RFID or Mobile App/QR Code via NSP | Yes | Standard Network | Yes | N/A | No | Pedestal | ADA/OSHA compliant; UL/cUL Listed; SAE J1772, UL 2594, UL 2231, UL 2251, UL 60730, CSA | 3 year standard warranty on charging station and accessories. An optional 2 year warranty extension (5 years total) is available for purchase. Full warranty terms & conditions: https://evocharge.com/warranty/ | RFID, App via Network Service Provider | Yes, both via RFID and dependent on Network Service Provider
47QMCA22A0001 | ABM FACILITY SUPPORT SERVICES, LLC | EvoCharge | No - Product is undergoing FedRAMP review and will not be available for ordering through the BPAs until this process is complete and the platform this product operates on receives an ATO designation or it has been determined does not require one. Purchase this product today through GSA Advantage, but agencies will need to evaluate each product at the agency level to ensure it meets all agency-specific privacy, IT, and cyber supply chain requirements. | EVC4AC0C1B1B3 | N/A | iEVSE Plus (WiFi or 4G LTE, RFID) | iEVSE Plus, Dual Port 6 ft Pedestal with 22 ft EVOREEL | EA | 6368.98 | 6368.98 | 0% |  | 20 | USA | Commercial | 7.68kW | 32A | 99% | Yes | 2 | SAE J1772 | 22 ft | RFID or Mobile App/QR Code via NSP | Yes | Standard Network | Yes | N/A | No | Pedestal | ADA/OSHA compliant; UL/cUL Listed; SAE J1772, UL 2594, UL 2231, UL 2251, UL 60730, CSA | 3 year standard warranty on charging station and accessories. An optional 2 year warranty extension (5 years total) is available for purchase. Full warranty terms & conditions: https://evocharge.com/warranty/ | RFID, App via Network Service Provider | Yes, both via RFID and dependent on Network Service Provider
47QMCA22A0001 | ABM FACILITY SUPPORT SERVICES, LLC | EvoCharge | No - Product is undergoing FedRAMP review and will not be available for ordering through the BPAs until this process is complete and the platform this product operates on receives an ATO designation or it has been determined does not require one. Purchase this product today through GSA Advantage, but agencies will need to evaluate each product at the agency level to ensure it meets all agency-specific privacy, IT, and cyber supply chain requirements. | EVC4AC0D1B1A1 | N/A | iEVSE Plus (WiFi or 4G LTE, RFID) | iEVSE Plus, Single Port Wall with 30 ft EVOREEL | EA | 2841.77 | 2841.77 | 0% |  | 20 | USA | Commercial | 7.68kW | 32A | 99% | Yes | 1 | SAE J1772 | 30 ft | RFID or Mobile App/QR Code via NSP | Yes | Standard Network | Yes | N/A | No | Wall | ADA/OSHA compliant; UL/cUL Listed; SAE J1772, UL 2594, UL 2231, UL 2251, UL 60730, CSA | 3 year standard warranty on charging station and accessories. An optional 2 year warranty extension (5 years total) is available for purchase. Full warranty terms & conditions: https://evocharge.com/warranty/ | RFID, App via Network Service Provider | Yes, both via RFID and dependent on Network Service Provider
47QMCA22A0001 | ABM FACILITY SUPPORT SERVICES, LLC | Nuvve | No - Product is undergoing FedRAMP review and will not be available for ordering through the BPAs until this process is complete and the platform this product operates on receives an ATO designation or it has been determined does not require one. Purchase this product today through GSA Advantage, but agencies will need to evaluate each product at the agency level to ensure it meets all agency-specific privacy, IT, and cyber supply chain requirements. | EVSE-B-P1-H1 | N/A | The Nuvve Powerport | The Nuvve Powerport is a Level 2 AC charging station that delivers up to 19.2kW of power in a compact size package (wall mount or with pedestal). Perfect for school buses and other heavy-duty vehicles, it’s one of the few 80 amp products on the market certified to UL safety standards and is the first-ever NRTL-certified station that has been used in AC-V2G configurations. The Nuvve PowerPort is ENERGY STAR certified.This product can be used for V2G charging with vehicles that have a bidirectional, on-board charger. | EA | 3350.13 | 3350.13 | 0% |  | 60 days to ship | USA | Commercial | 19.2kW 99.7kW | 80 Amp | 0.95 | Yes | 1 | SAE J1772 | 20ft | RFID, Mobile App | Yes | Ethernet Connection RJ 45 (Standard) LAN 2.4 GHz Wifi option WAN 3G/LTE, 4G/60Hz optio | Yes |  | Yes | Wall Mount/Pedastol | Certified: CSA 22.2, CSA 94.2, CSA 280-16, CSA 281.1, CSA 281.2, UL 50E, UL991, UL 1998, UL 2231‑1, UL 2231-2, UL 2594 Compatible/Compliant: (FCC Part 15, Class B), NEC 625, SAE J1772, CE, EN 61000-6-1, EN 61000-6-3, EN 61851‑1:2017, EN 60529 Enclosure Rating NEMA 3R, IP54, IK10 | Standard 1 year warranty, extended; 3 year option ($450.00) | N/A for Nuvve targets fleet applications | N/A for Nuvve targets fleet applications
47QMCA22A0001 | ABM FACILITY SUPPORT SERVICES, LLC | Nuvve | No - Product is undergoing FedRAMP review and will not be available for ordering through the BPAs until this process is complete and the platform this product operates on receives an ATO designation or it has been determined does not require one. Purchase this product today through GSA Advantage, but agencies will need to evaluate each product at the agency level to ensure it meets all agency-specific privacy, IT, and cyber supply chain requirements. | EVSE-B-P3-T2-H1-A063 | N/A | Nuvve PowerPort3 Ultra | The Nuvve PowerPort3 Ultra is a high-powered, three-phase AC electric vehicle charging station available for heavy-duty trucks. It provides fast, reliable, and intelligent charging. The PowerPort3 is fully controllable through Nuvve’s software platform for unidirectional application or full bidirectional Grid Integrated Vehicle (GIVeTM) application, including vehicle-to-grid (V2G) for vehicles that are modified to have onboard, bidirectional inverters and adequate grid protections. Cooling Air cooled Environmental Rating NEMA 3R Operating Ambient Temp. -20°C to 45°C (-4 to 113°F) Storage Temperature Range -30°C to 60°C (-22 to 140°F) Humidity 0 to 95% (non-condensing) Altitude De-rated over 2,000m (1.2 miles) above sea leve | EA | 7274.56 | 7274.56 | 0% |  | 60 days to ship | USA | Commercial | 52KW+ CHARGE RATE | 63A for up to 52.3kW | 0.95 | Yes | 1 | SAE J1772 | 20ft | RFID, Mobile App | Yes | Ethernet Connection RJ 45 (Standard) LAN 2.4 GHz Wifi option WAN 3G/LTE, 4G/60Hz option | Yes |  | Yes | Wall Mount/Pedastol | Certified*: CSA 22.2, CSA 94.2, CSA 280-16, CSA 281.1, CSA 281.2, UL 50E, UL991, UL 1998, UL 2231‑1, UL 2231-2, UL 2594 Compatible/Compliant: (FCC Part 15, Class B), NEC 625, SAE J3068 International Regulatory Compliance CE, EN 61000-6-1, EN 61000-6-3, EN 61851‑1:2017, EN 60529 | Standard 1 year warranty, extended; 3 year option ($450.00) | N/A for Nuvve targets fleet applications | N/A for Nuvve targets fleet applications
47QMCA22A0001 | ABM FACILITY SUPPORT SERVICES, LLC | Blink Charging | No - Product is undergoing FedRAMP review and will not be available for ordering through the BPAs until this process is complete and the platform this product operates on receives an ATO designation or it has been determined does not require one. Purchase this product today through GSA Advantage, but agencies will need to evaluate each product at the agency level to ensure it meets all agency-specific privacy, IT, and cyber supply chain requirements. | SC6-Full1-W | N/A | Series 6 Single Charger Wall Mount | SemaConnect Series 6 EV Charging Station with wall mount and one year of Network (1 plug). Service and on-site full replacement warranty coverage. Includes LCD, RFID card, and Mobile App. | EA | 3436.27 | 3436.27 | 0% |  | 28 | USA | Residential | 7.2kW | 30A | 95% | Yes | 1 | SAE J1772 | 18 or 25 ft | RFID, Mobile app, phone call | Yes | Standard | Yes |  | No | Wall | UL 2231-1, UL 2231-2, UL 2594, and NEC Article 625 compliant | One year full replacement warranty included | RFID, App, Phone Call | Yes - both
47QMCA22A0001 | ABM FACILITY SUPPORT SERVICES, LLC | Blink Charging | No - Product is undergoing FedRAMP review and will not be available for ordering through the BPAs until this process is complete and the platform this product operates on receives an ATO designation or it has been determined does not require one. Purchase this product today through GSA Advantage, but agencies will need to evaluate each product at the agency level to ensure it meets all agency-specific privacy, IT, and cyber supply chain requirements. | SC7-Full1-W | N/A | Series 7 Dual Charger Wall Mount | SemaConnect Series 7 Fleet EV Dual Charging Station with wall mounting and one year of Network Service and on-site full replacement warranty coverage (2 Plugs) Wall mount. Includes LCD, RFID card, and Mobile App. | EA | 4393.45 | 4393.45 | 0% |  | 28 | USA | Commercial | 7.2kW | 30A | 95% | Yes | 2 | SAE J1772 | 18 or 25ft | RFID, Mobile app, phone call | Yes | Standard | Yes |  | No | Wall | UL 2231-1, UL 2231-2, UL 2594, and NEC Article 625 compliant | One year full replacement warranty included | RFID, App, Phone Call | Yes - both
47QMCA22A0001 | ABM FACILITY SUPPORT SERVICES, LLC | Blink Charging | No - Product is undergoing FedRAMP review and will not be available for ordering through the BPAs until this process is complete and the platform this product operates on receives an ATO designation or it has been determined does not require one. Purchase this product today through GSA Advantage, but agencies will need to evaluate each product at the agency level to ensure it meets all agency-specific privacy, IT, and cyber supply chain requirements. | SC6-Full1-DP | N/A | Series 6 Dual Charger with Pedestal Mount | SemaConnect Series 6 EV Charging Station with dual pedestal mount and one year of Network Service and on-site full replacement warranty coverage. Includes LCD, RFID card, and Mobile App. The cord management system sold separately. | EA | 6872.54 | 6872.54 | 0% |  | 28 | USA | Residential | 7.2kW | 30A | 95% | Yes | 2 | SAE J1772 | 18 or 25 ft | RFID, Mobile app, phone call | Yes | Standard | Yes |  | No | Pedestal | UL 2231-1, UL 2231-2, UL 2594, and NEC Article 625 compliant | One year full replacement warranty included | RFID, App, Phone Call | Yes - both
47QMCA22A0001 | ABM FACILITY SUPPORT SERVICES, LLC | Blink Charging | No - Product is undergoing FedRAMP review and will not be available for ordering through the BPAs until this process is complete and the platform this product operates on receives an ATO designation or it has been determined does not require one. Purchase this product today through GSA Advantage, but agencies will need to evaluate each product at the agency level to ensure it meets all agency-specific privacy, IT, and cyber supply chain requirements. | SC6-Full1-P | N/A | Series 6 Single Charger Pedestal Mount | SemaConnect Series 6 EV Charging single Station with pedestal mount and one year of Network Service and on-site full replacement warranty coverage. Includes LCD, RFID card, and Mobile App. | EA | 3436.27 | 3436.27 | 0% |  | 28 | USA | Residential | 7.2kW | 30A | 95% | Yes | 1 | SAE J1772 | 18 or 25 ft | RFID, Mobile app, phone call | Yes | Standard | Yes |  | No | Pedestal | UL 2231-1, UL 2231-2, UL 2594, and NEC Article 625 compliant | One year full replacement warranty included | RFID, App, Phone Call | Yes - both
47QMCA22A0001 | ABM FACILITY SUPPORT SERVICES, LLC | Blink Charging | No - Product is undergoing FedRAMP review and will not be available for ordering through the BPAs until this process is complete and the platform this product operates on receives an ATO designation or it has been determined does not require one. Purchase this product today through GSA Advantage, but agencies will need to evaluate each product at the agency level to ensure it meets all agency-specific privacy, IT, and cyber supply chain requirements. | SC7-Full1-P | N/A | Series 7 Dual Charger Pedestal Mount | SemaConnect Series 7 Fleet EV Dual Charging Station with pedestal mount and one year of Network Service and on-site full replacement warranty coverage (2 Plugs) Pedestal Mount. Includes LCD, RFID card, and Mobile App. | EA | 4393.45 | 4393.45 | 0% |  | 28 | USA | Commercial | 7.2kW | 30A | 95% | Yes | 2 | SAE J1772 | 18 or 25ft | RFID, Mobile app, phone call | Yes | Standard | Yes |  | No | Pedestal | UL 2231-1, UL 2231-2, UL 2594, and NEC Article 625 compliant | One year full replacement warranty included | RFID, App, Phone Call | Yes - both
47QMCA22A0001 | ABM FACILITY SUPPORT SERVICES, LLC | Blink Charging | No - Product is undergoing FedRAMP review and will not be available for ordering through the BPAs until this process is complete and the platform this product operates on receives an ATO designation or it has been determined does not require one. Purchase this product today through GSA Advantage, but agencies will need to evaluate each product at the agency level to ensure it meets all agency-specific privacy, IT, and cyber supply chain requirements. | SC7P-Full1- P | N/A | Series 7-Plus Dual Charger Pedestal Mount | SemaConnect Series 7 Plus (80amp) Fleet Dual EV Charging Station with pedestal mounting and one year of Full Network Service (2 Plugs) and on-site full replacement warranty coverage. Includes LCD, RFID card, and Mobile App. | EA | 5350.63 | 5350.63 | 0% |  | 28 | USA | Commercial | 19.2kW | 80A | 95% | Yes | 2 | SAE J1772 | 18 or 25ft | RFID, Mobile app, phone call, Plugshare, Credit Card | Yes | Standard | Yes |  | No | Pedestal | UL 2231-1, UL 2231-2, UL 2594, and NEC Article 625 compliant | One year full replacement warranty included | RFID, App, Phone Call | Yes - both
47QMCA22A0001 | ABM FACILITY SUPPORT SERVICES, LLC | Blink Charging | No - Product is undergoing FedRAMP review and will not be available for ordering through the BPAs until this process is complete and the platform this product operates on receives an ATO designation or it has been determined does not require one. Purchase this product today through GSA Advantage, but agencies will need to evaluate each product at the agency level to ensure it meets all agency-specific privacy, IT, and cyber supply chain requirements. | SC7P-Full1- W | N/A | Series 7 -Plus Dual Charger Wall Mount | SemaConnect Series 7 Plus (80amp) Fleet Dual EV Charging Station with wall mounting and one year of Full Network Service (2 Plugs) Wall Mount and on-site full replacement warranty coverage. Includes LCD, RFID card, and Mobile App. | EA | 5350.63 | 5350.63 | 0% |  | 28 | USA | Commercial | 19.2kW | 80A | 95% | Yes | 2 | SAE J1772 | 18 or 25ft | RFID, Mobile app, phone call, Plugshare, Credit Card | Yes | Standard | Yes |  | No | Wall | UL 2231-1, UL 2231-2, UL 2594, and NEC Article 625 compliant | One year full replacement warranty included | RFID, App, Phone Call | Yes - both
47QMCA22A0001 | ABM FACILITY SUPPORT SERVICES, LLC | Blink Charging | No - Product is undergoing FedRAMP review and will not be available for ordering through the BPAs until this process is complete and the platform this product operates on receives an ATO designation or it has been determined does not require one. Purchase this product today through GSA Advantage, but agencies will need to evaluate each product at the agency level to ensure it meets all agency-specific privacy, IT, and cyber supply chain requirements. | SC8-Full1-P | N/A | Series 8 Dual Charger Pedestal Mount | Dual Pedestal-l EV Charging Station, credit card reader with mounting device and one year of Full Network Service and Full On-site Replacement Warranty Coverage. | EA | 7647.86 | 7647.86 | 0% |  | 28 | USA | Commercial | 7.2kW | 30A | 95% | In process Coming in May '22 | 2 | SAE J1772 | 18- or 25ft | RFID, Mobile app, phone call, Plugshare, Credit Card, tap to pay | Yes | Standard | Yes |  | No | Pedestal | UL 2231-1, UL 2231-2, UL 2594, and NEC Article 625 compliant | One year full replacement warranty included | Credit Card, RFID, App, Phone Call | Yes - both
47QMCA22A0001 | ABM FACILITY SUPPORT SERVICES, LLC | Blink Charging | No - Product is undergoing FedRAMP review and will not be available for ordering through the BPAs until this process is complete and the platform this product operates on receives an ATO designation or it has been determined does not require one. Purchase this product today through GSA Advantage, but agencies will need to evaluate each product at the agency level to ensure it meets all agency-specific privacy, IT, and cyber supply chain requirements. | SC8-Full1-W | N/A | Series 8 Dual Charger Wall Mount | Wall Mount- Charging Station, credit card reader with mounting device and one year of Full Network Service and Full On-site Replacement Warranty Coverage. | EA | 7647.86 | 7647.86 | 0% |  | 28 | USA | Commercial | 7.2kW | 30A | 95% | In process Coming in May '22 | 2 | SAE J1772 | 18- or 25ft | RFID, Mobile app, phone call, Plugshare, Credit Card, tap to pay | Yes | Standard | Yes |  | No | Wall | UL 2231-1, UL 2231-2, UL 2594, and NEC Article 625 compliant | One year full replacement warranty included | Credit Card, RFID, App, Phone Call | Yes - both
47QMCA22A0002 | AMERESCO FEDERAL SOLUTIONS, INC. | BTC Power | No - Product is undergoing FedRAMP review and will not be available for ordering through the BPAs until this process is complete and the platform this product operates on receives an ATO designation or it has been determined does not require one. Purchase this product today through GSA Advantage, but agencies will need to evaluate each product at the agency level to ensure it meets all agency-specific privacy, IT, and cyber supply chain requirements. | L2P-70-240-16-001-AC | N/A | BTC - L2P-70-240-16-001 - AC Level 2 Pedestal 70A Single | AC Level 2 Pedestal 70A Single w/ RFID | EA | 5128.46 | 5128.46 | 0% | N/A | 42 | CONUS/OCONUS Capabilities | Commercial | 16.8 | 240/208 VAC, 70A Load |  | Yes | 1 | SAE J1772 | 25 | RFID | Yes | Standard | Yes | Very simple to switch to a new software supplier. The new suppliers OCPP s/w can be downloaded over the air, onsite visit required to switch out SIM card and place new station ID decals on EVSE. | No | Pedestal | Certified by Intertek, a Nationally Recogized Testing Laboratory - Intertek certifies to all UL/ cUL/ NEC/ FCC requirements | 2-year manufacturers warranty, parts only, begins on date of installation or 60-days from the ship date from the factory, whichever occurs first. | RFID | Yes - both
47QMCA22A0002 | AMERESCO FEDERAL SOLUTIONS, INC. | BTC Power | No - Product is undergoing FedRAMP review and will not be available for ordering through the BPAs until this process is complete and the platform this product operates on receives an ATO designation or it has been determined does not require one. Purchase this product today through GSA Advantage, but agencies will need to evaluate each product at the agency level to ensure it meets all agency-specific privacy, IT, and cyber supply chain requirements. | L2P-30-240-16-005-AC | N/A | BTC - L2P-30-240-16-005 - AC Level 2 Pedestal 30A Single - RFID & Credit Card | AC Level 2 Pedestal 30A Single w/RFID & Credit Card | EA | 4614.61 | 4614.61 | 0% | N/A | 42 | CONUS/OCONUS Capabilities | Commercial | 7.2 | 240/208 VAC, 30A Load |  | Yes | 1 | SAE J1772 | 25 | RFID | Yes | Standard | Yes | Very simple to switch to a new software supplier. The new suppliers OCPP s/w can be downloaded over the air, onsite visit required to switch out SIM card and place new station ID decals on EVSE. | No | Pedestal | Certified by Intertek, a Nationally Recogized Testing Laboratory - Intertek certifies to all UL/ cUL/ NEC/ FCC requirements | 2-year manufacturers warranty, parts only, begins on date of installation or 60-days from the ship date from the factory, whichever occurs first. | RFID, Credit Card | Yes - both
47QMCA22A0002 | AMERESCO FEDERAL SOLUTIONS, INC. | BTC Power | No - Product is undergoing FedRAMP review and will not be available for ordering through the BPAs until this process is complete and the platform this product operates on receives an ATO designation or it has been determined does not require one. Purchase this product today through GSA Advantage, but agencies will need to evaluate each product at the agency level to ensure it meets all agency-specific privacy, IT, and cyber supply chain requirements. | L2W-30-240-16-001-AC | N/A | BTC - L2W-30-240-16-001 - AC Level 2 Wall Mount 30A Single w/ RFID | AC Level 2 Wall Mount 30A Single w/ RFID | EA | 3415.62 | 3415.62 | 0% | N/A | 42 | CONUS/OCONUS Capabilities | Commercial | 7.2 | 240/208 VAC, 30A Load |  | Yes | 1 | SAE J1772 | 25 | RFID | Yes | Standard | Yes | Very simple to switch to a new software supplier. The new suppliers OCPP s/w can be downloaded over the air, onsite visit required to switch out SIM card and place new station ID decals on EVSE. | No | Wall Mount | Certified by Intertek, a Nationally Recogized Testing Laboratory - Intertek certifies to all UL/ cUL/ NEC/ FCC requirements | 2-year manufacturers warranty, parts only, begins on date of installation or 60-days from the ship date from the factory, whichever occurs first. | RFID, Credit Card, EMV, QR Code, ISO 15118 (optional) | Yes - both
47QMCA22A0003 | APOLLO SUNGUARD SYSTEMS, INC. | ChargePoint | No - Product is undergoing FedRAMP review and will not be available for ordering through the BPAs until this process is complete and the platform this product operates on receives an ATO designation or it has been determined does not require one. Purchase this product today through GSA Advantage, but agencies will need to evaluate each product at the agency level to ensure it meets all agency-specific privacy, IT, and cyber supply chain requirements. | CPF50-L18 | N/A | CPF50-L18 | Single Port, Wall Mount, 50A, Type 1, Cable 18', Single Phase Charger. Unit ships in 1 box. | EA | 1438.45 | 1384.94 | 3.72% | N/A | 60 DAYS | All 50 states is USA & Puerto Rico | Commercial | 12kW | 50A | N/A | Yes | 1 | SAE J1772 | 18 | RFID | yes | Standard | No | CPF stations can received OTA software update for OCPP compliance at no cost to GSA | Hardware capable, requires software OTA update | Wall | UL and C-UL listed; complies with UL2594, UL2231-1, UL 2231-2. NEC Article 625 compliant. For Canada CSA C22.2, No. 280, 281.1, 281.2, CED UL and C-UL listed per UL916 Energy Management Equipment | one year standard parts only warranty; additional years of coverage are available under our Assure Program: https://www.chargepoint.com/products/service | Fleet only - does not accept payments | Yes
47QMCA22A0003 | APOLLO SUNGUARD SYSTEMS, INC. | ChargePoint | No - Product is undergoing FedRAMP review and will not be available for ordering through the BPAs until this process is complete and the platform this product operates on receives an ATO designation or it has been determined does not require one. Purchase this product today through GSA Advantage, but agencies will need to evaluate each product at the agency level to ensure it meets all agency-specific privacy, IT, and cyber supply chain requirements. | CPF50-L18 WALLMNT-CMK6 | N/A | CPF50-L18 WALLMNT-CMK6 | Single Port, Wall Mount, 50A, Type 1, Cable 18' with 6' Cable Management Kit, Single Phase Charger. Unit ships in 3 separate boxes. | EA | 2522.08 | 2428.26 | 3.72% | N/A | 60 DAYS | All 50 states is USA & Puerto Rico | Commercial | 12kW | 50A | N/A | Yes | 1 | SAE J1772 | 18 | RFID | yes | Standard | No | CPF stations can received OTA software update for OCPP compliance at no cost to GSA | Yes | Wall | UL and C-UL listed; complies with UL2594, UL2231-1, UL 2231-2. NEC Article 625 compliant. For Canada CSA C22.2, No. 280, 281.1, 281.2, CED UL and C-UL listed per UL916 Energy Management Equipment | one year standard parts only warranty; additional years of coverage are available under our Assure Program: https://www.chargepoint.com/products/service | Fleet only - does not accept payments | Yes
47QMCA22A0003 | APOLLO SUNGUARD SYSTEMS, INC. | ChargePoint | No - Product is undergoing FedRAMP review and will not be available for ordering through the BPAs until this process is complete and the platform this product operates on receives an ATO designation or it has been determined does not require one. Purchase this product today through GSA Advantage, but agencies will need to evaluate each product at the agency level to ensure it meets all agency-specific privacy, IT, and cyber supply chain requirements. | CPF50-L18-PEDMNT | N/A | CPF50-L18-PEDMNT | Single Port, Pedestal Mount, 50A, Type 1, Cable 18', Single Phase Charger. Unit ships in 4 boxes. | EA | 2397.41 | 2308.23 | 3.72% | N/A | 60 DAYS | All 50 states is USA & Puerto Rico | Commercial | 12kW | 50A | N/A | Yes | 1 | SAE J1772 | 18 | RFID | yes | Standard | No | CPF stations can received OTA software update for OCPP compliance at no cost to GSA | Yes | Pedestal | UL and C-UL listed; complies with UL2594, UL2231-1, UL 2231-2. NEC Article 625 compliant. For Canada CSA C22.2, No. 280, 281.1, 281.2, CED UL and C-UL listed per UL916 Energy Management Equipment | one year standard parts only warranty; additional years of coverage are available under our Assure Program: https://www.chargepoint.com/products/service | Fleet only - does not accept payments | Yes
47QMCA22A0003 | APOLLO SUNGUARD SYSTEMS, INC. | ChargePoint | No - Product is undergoing FedRAMP review and will not be available for ordering through the BPAs until this process is complete and the platform this product operates on receives an ATO designation or it has been determined does not require one. Purchase this product today through GSA Advantage, but agencies will need to evaluate each product at the agency level to ensure it meets all agency-specific privacy, IT, and cyber supply chain requirements. | CPF50-L18-PEDMNT- DUAL | N/A | CPF50-L18-PEDMNT- Dual | Dual Port, Pedestal Mount, 50A, Type 1, Cable 18', Single Phase Charger. Unit ships in 5 separate boxes. | EA | 3620.09 | 3485.42 | 3.72% | N/A | 60 DAYS | All 50 states is USA & Puerto Rico | Commercial | 12kW | 50A | N/A | Yes | 2 | SAE J1772 | 18 | RFID | yes | Standard | No | CPF stations can received OTA software update for OCPP compliance at no cost to GSA | Yes | Pedestal | UL and C-UL listed; complies with UL2594, UL2231-1, UL 2231-2. NEC Article 625 compliant. For Canada CSA C22.2, No. 280, 281.1, 281.2, CED UL and C-UL listed per UL916 Energy Management Equipment | one year standard parts only warranty; additional years of coverage are available under our Assure Program: https://www.chargepoint.com/products/service | Fleet only - does not accept payments | Yes
47QMCA22A0003 | APOLLO SUNGUARD SYSTEMS, INC. | ChargePoint | No - Product is undergoing FedRAMP review and will not be available for ordering through the BPAs until this process is complete and the platform this product operates on receives an ATO designation or it has been determined does not require one. Purchase this product today through GSA Advantage, but agencies will need to evaluate each product at the agency level to ensure it meets all agency-specific privacy, IT, and cyber supply chain requirements. | CPF50-L18-PEDMNT-CMK6 | N/A | CPF50-L18-PEDMNT-CMK6 | Single Port, Pedestal Mount, 50A, Type 1, Cable 18', Single Phase Charger with 6' Cable Management Kit. Unit ships in 5 separate boxes. | EA | 3001.56 | 2889.9 | 3.72% | N/A | 60 DAYS | All 50 states is USA & Puerto Rico | Commercial | 12kW | 50A | N/A | Yes | 1 | SAE J1772 | 18 | RFID | yes | Standard | No | CPF stations can received OTA software update for OCPP compliance at no cost to GSA | Yes | Pedestal | UL and C-UL listed; complies with UL2594, UL2231-1, UL 2231-2. NEC Article 625 compliant. For Canada CSA C22.2, No. 280, 281.1, 281.2, CED UL and C-UL listed per UL916 Energy Management Equipment | one year standard parts only warranty; additional years of coverage are available under our Assure Program: https://www.chargepoint.com/products/service | Fleet only - does not accept payments | Yes
47QMCA22A0003 | APOLLO SUNGUARD SYSTEMS, INC. | ChargePoint | No - Product is undergoing FedRAMP review and will not be available for ordering through the BPAs until this process is complete and the platform this product operates on receives an ATO designation or it has been determined does not require one. Purchase this product today through GSA Advantage, but agencies will need to evaluate each product at the agency level to ensure it meets all agency-specific privacy, IT, and cyber supply chain requirements. | CPF50-L18-PEDMNT-CMK6-DUAL | N/A | CPF50-L18-PEDMNT-CMK6-Dual | Dual Port, Pedestal Mount, 50A, Type 1, Cable 18', Single Phase Charger with 6' Cable Management Kit. Unit ships in 6 separate boxes. | EA | 4463.98 | 4297.92 | 3.72% | N/A | 60 DAYS | All 50 states is USA & Puerto Rico | Commercial | 12kW | 50A | N/A | Yes | 2 | SAE J1772 | 18 | RFID | yes | Standard | No | CPF stations can received OTA software update for OCPP compliance at no cost to GSA | Yes | Pedestal | UL and C-UL listed; complies with UL2594, UL2231-1, UL 2231-2. NEC Article 625 compliant. For Canada CSA C22.2, No. 280, 281.1, 281.2, CED UL and C-UL listed per UL916 Energy Management Equipment | one year standard parts only warranty; additional years of coverage are available under our Assure Program: https://www.chargepoint.com/products/service | Fleet only - does not accept payments | Yes
47QMCA22A0003 | APOLLO SUNGUARD SYSTEMS, INC. | ChargePoint | No - Product is undergoing FedRAMP review and will not be available for ordering through the BPAs until this process is complete and the platform this product operates on receives an ATO designation or it has been determined does not require one. Purchase this product today through GSA Advantage, but agencies will need to evaluate each product at the agency level to ensure it meets all agency-specific privacy, IT, and cyber supply chain requirements. | CPF50-L23 | N/A | CPF50-L23 | Single Port, Wall Mount, 50A, Type 1, Cable 23', Single Phase Charger. Unit ships in 1 box. | EA | 1486.4 | 1431.11 | 3.72% | N/A | 60 DAYS | All 50 states is USA & Puerto Rico | Commercial | 12kW | 50A | N/A | Yes | 1 | SAE J1772 | 23 | RFID | yes | Standard | No | CPF stations can received OTA software update for OCPP compliance at no cost to GSA | Yes | Wall | UL and C-UL listed; complies with UL2594, UL2231-1, UL 2231-2. NEC Article 625 compliant. For Canada CSA C22.2, No. 280, 281.1, 281.2, CED UL and C-UL listed per UL916 Energy Management Equipment | one year standard parts only warranty; additional years of coverage are available under our Assure Program: https://www.chargepoint.com/products/service | Fleet only - does not accept payments | Yes
47QMCA22A0003 | APOLLO SUNGUARD SYSTEMS, INC. | ChargePoint | No - Product is undergoing FedRAMP review and will not be available for ordering through the BPAs until this process is complete and the platform this product operates on receives an ATO designation or it has been determined does not require one. Purchase this product today through GSA Advantage, but agencies will need to evaluate each product at the agency level to ensure it meets all agency-specific privacy, IT, and cyber supply chain requirements. | CPF50-L23 WALLMNT-CMK8 | N/A | CPF50-L23 WALLMNT-CMK8 | Single Port, Wall Mount, 50A, Type 1, Cable 23', Single Phase Charger with 8' Cable Management Kit. Unit ships in 3 separate boxes. | EA | 3145.41 | 3028.4 | 3.72% | N/A | 60 DAYS | All 50 states is USA & Puerto Rico | Commercial | 12kW | 50A | N/A | Yes | 1 | SAE J1772 | 23 | RFID | yes | Standard | No | CPF stations can received OTA software update for OCPP compliance at no cost to GSA | Yes | Wall | UL and C-UL listed; complies with UL2594, UL2231-1, UL 2231-2. NEC Article 625 compliant. For Canada CSA C22.2, No. 280, 281.1, 281.2, CED UL and C-UL listed per UL916 Energy Management Equipment | one year standard parts only warranty; additional years of coverage are available under our Assure Program: https://www.chargepoint.com/products/service | Fleet only - does not accept payments | Yes
47QMCA22A0003 | APOLLO SUNGUARD SYSTEMS, INC. | ChargePoint | No - Product is undergoing FedRAMP review and will not be available for ordering through the BPAs until this process is complete and the platform this product operates on receives an ATO designation or it has been determined does not require one. Purchase this product today through GSA Advantage, but agencies will need to evaluate each product at the agency level to ensure it meets all agency-specific privacy, IT, and cyber supply chain requirements. | CPF50-L23-PEDMNT | N/A | CPF50-L23-PEDMNT | Single Port, Pedestal Mount, 50A, Type 1, Cable 23', Single Phase Charger. Unit ships in 4 separate boxes. | EA | 2445.36 | 2354.39 | 3.72% | N/A | 60 DAYS | All 50 states is USA & Puerto Rico | Commercial | 12kW | 50A | N/A | Yes | 1 | SAE J1772 | 23 | RFID | yes | Standard | No | CPF stations can received OTA software update for OCPP compliance at no cost to GSA | Yes | Pedestal | UL and C-UL listed; complies with UL2594, UL2231-1, UL 2231-2. NEC Article 625 compliant. For Canada CSA C22.2, No. 280, 281.1, 281.2, CED UL and C-UL listed per UL916 Energy Management Equipment | one year standard parts only warranty; additional years of coverage are available under our Assure Program: https://www.chargepoint.com/products/service | Fleet only - does not accept payments | Yes
47QMCA22A0003 | APOLLO SUNGUARD SYSTEMS, INC. | ChargePoint | No - Product is undergoing FedRAMP review and will not be available for ordering through the BPAs until this process is complete and the platform this product operates on receives an ATO designation or it has been determined does not require one. Purchase this product today through GSA Advantage, but agencies will need to evaluate each product at the agency level to ensure it meets all agency-specific privacy, IT, and cyber supply chain requirements. | CPF50-L23-PEDMNT-CMK8 | N/A | CPF50-L23-PEDMNT-CMK8 | Single Port, Pedestal Mount, 50A, Type 1, Cable 23', Single Phase Charger with 8' Cable Management Kit. Unit ships in 5 separate boxes | EA | 3624.89 | 3490.04 | 3.72% | N/A | 60 DAYS | All 50 states is USA & Puerto Rico | Commercial | 12kW | 50A | N/A | Yes | 1 | SAE J1772 | 23 | RFID | yes | Standard | No | CPF stations can received OTA software update for OCPP compliance at no cost to GSA | Yes | Pedestal | UL and C-UL listed; complies with UL2594, UL2231-1, UL 2231-2. NEC Article 625 compliant. For Canada CSA C22.2, No. 280, 281.1, 281.2, CED UL and C-UL listed per UL916 Energy Management Equipment | one year standard parts only warranty; additional years of coverage are available under our Assure Program: https://www.chargepoint.com/products/service | Fleet only - does not accept payments | Yes
47QMCA22A0003 | APOLLO SUNGUARD SYSTEMS, INC. | ChargePoint | No - Product is undergoing FedRAMP review and will not be available for ordering through the BPAs until this process is complete and the platform this product operates on receives an ATO designation or it has been determined does not require one. Purchase this product today through GSA Advantage, but agencies will need to evaluate each product at the agency level to ensure it meets all agency-specific privacy, IT, and cyber supply chain requirements. | CPF50-L23-PEDMNT-CMK8-DUAL | N/A | CPF50-L23-PEDMNT-CMK8-Dual | Dual Port, Pedestal Mount, 50A, Type 1, Cable 23', Single Phase Charger with 8' Cable Management Kit. Unit ships in 6 separate boxes. | EA | 5135.26 | 4944.23 | 3.72% | N/A | 60 DAYS | All 50 states is USA & Puerto Rico | Commercial | 12kW | 50A | N/A | Yes | 2 | SAE J1772 | 23 | RFID | yes | Standard | No | CPF stations can received OTA software update for OCPP compliance at no cost to GSA | Yes | Pedestal | UL and C-UL listed; complies with UL2594, UL2231-1, UL 2231-2. NEC Article 625 compliant. For Canada CSA C22.2, No. 280, 281.1, 281.2, CED UL and C-UL listed per UL916 Energy Management Equipment | one year standard parts only warranty; additional years of coverage are available under our Assure Program: https://www.chargepoint.com/products/service | Fleet only - does not accept payments | Yes
47QMCA22A0003 | APOLLO SUNGUARD SYSTEMS, INC. | ChargePoint | No - Product is undergoing FedRAMP review and will not be available for ordering through the BPAs until this process is complete and the platform this product operates on receives an ATO designation or it has been determined does not require one. Purchase this product today through GSA Advantage, but agencies will need to evaluate each product at the agency level to ensure it meets all agency-specific privacy, IT, and cyber supply chain requirements. | CPF50-L23-PEDMNT-DUAL | N/A | CPF50-L23-PEDMNT-Dual | Dual Port, Pedestal Mount, 50A, Type 1, Cable 23', Single Phase Charger. Unit ships in 5 separate boxes. | EA | 3715.99 | 3577.76 | 3.72% | N/A | 60 DAYS | All 50 states is USA & Puerto Rico | Commercial | 12kW | 50A | N/A | Yes | 2 | SAE J1772 | 23 | RFID | yes | Standard | No | CPF stations can received OTA software update for OCPP compliance at no cost to GSA | Yes | Pedestal | UL and C-UL listed; complies with UL2594, UL2231-1, UL 2231-2. NEC Article 625 compliant. For Canada CSA C22.2, No. 280, 281.1, 281.2, CED UL and C-UL listed per UL916 Energy Management Equipment | one year standard parts only warranty; additional years of coverage are available under our Assure Program: https://www.chargepoint.com/products/service | Fleet only - does not accept payments | Yes
47QMCA22A0003 | APOLLO SUNGUARD SYSTEMS, INC. | ChargePoint | No - Product is undergoing FedRAMP review and will not be available for ordering through the BPAs until this process is complete and the platform this product operates on receives an ATO designation or it has been determined does not require one. Purchase this product today through GSA Advantage, but agencies will need to evaluate each product at the agency level to ensure it meets all agency-specific privacy, IT, and cyber supply chain requirements. | CT4011-GW1 | N/A | CT4011-GW1 | Single Output, Gateway, Bollard Unit - 208/240V @30A with Cord Management | EA | 4804.42 | 4625.7 | 3.72% | N/A | 60 DAYS | All 50 states is USA & Puerto Rico | Commercial | 7.2kW | 30A | N/A | Yes | 1 | SAE J1772 | 18 | RFID, Mobile App, Contactless Credit Card | yes | Standard | Yes |  | Yes | Pedestal | UL listed and cUL certified; complies with UL 2594, UL 2231-1, UL 2231-2, and NEC Article 625 | one year standard parts only warranty; additional years of coverage are available under our Assure Program: https://www.chargepoint.com/products/service | Contactless Credit Card, RFID, Tap to Pay with Mobile app, call center, roaming | Yes
47QMCA22A0003 | APOLLO SUNGUARD SYSTEMS, INC. | ChargePoint | No - Product is undergoing FedRAMP review and will not be available for ordering through the BPAs until this process is complete and the platform this product operates on receives an ATO designation or it has been determined does not require one. Purchase this product today through GSA Advantage, but agencies will need to evaluate each product at the agency level to ensure it meets all agency-specific privacy, IT, and cyber supply chain requirements. | CT4013-GW1 | N/A | CT4013-GW1 | Single Output, Gateway, Wall Mount Unit - 208/240V @30A with Cord Management | EA | 4804.42 | 4625.7 | 3.72% | N/A | 60 DAYS | All 50 states is USA & Puerto Rico | Commercial | 7.2kW | 30A | N/A | Yes | 1 | SAE J1772 | 18 | RFID, Mobile App, Contactless Credit Card | yes | Standard | Yes |  | Yes | Wall | UL listed and cUL certified; complies with UL 2594, UL 2231-1, UL 2231-2, and NEC Article 626 | one year standard parts only warranty; additional years of coverage are available under our Assure Program: https://www.chargepoint.com/products/service | Contactless Credit Card, RFID, Tap to Pay with Mobile app, call center, roaming | Yes
47QMCA22A0003 | APOLLO SUNGUARD SYSTEMS, INC. | ChargePoint | No - Product is undergoing FedRAMP review and will not be available for ordering through the BPAs until this process is complete and the platform this product operates on receives an ATO designation or it has been determined does not require one. Purchase this product today through GSA Advantage, but agencies will need to evaluate each product at the agency level to ensure it meets all agency-specific privacy, IT, and cyber supply chain requirements. | CT4021-GW1 | N/A | CT4021-GW1 | Dual Output, Gateway, Bollard Unit - 208/240V @30A with Cord Management | EA | 6914.14 | 6656.93 | 3.72% | N/A | 60 DAYS | All 50 states is USA & Puerto Rico | Commercial | 7.2kW | 30A | N/A | Yes | 2 | SAE J1772 | 18 | RFID, Mobile App, Contactless Credit Card | yes | Standard | Yes |  | Yes | Pedestal | UL listed and cUL certified; complies with UL 2594, UL 2231-1, UL 2231-2, and NEC Article 627 | one year standard parts only warranty; additional years of coverage are available under our Assure Program: https://www.chargepoint.com/products/service | Contactless Credit Card, RFID, Tap to Pay with Mobile app, call center, roaming | Yes
47QMCA22A0003 | APOLLO SUNGUARD SYSTEMS, INC. | ChargePoint | No - Product is undergoing FedRAMP review and will not be available for ordering through the BPAs until this process is complete and the platform this product operates on receives an ATO designation or it has been determined does not require one. Purchase this product today through GSA Advantage, but agencies will need to evaluate each product at the agency level to ensure it meets all agency-specific privacy, IT, and cyber supply chain requirements. | CT4023-GW1 | N/A | CT4023-GW1 | Dual Output, Gateway, Wall Mount Unit - 208/240V @30A with Cord Management | EA | 6914.14 | 6656.93 | 3.72% | N/A | 60 DAYS | All 50 states is USA & Puerto Rico | Commercial | 7.2kW | 30A | N/A | Yes | 2 | SAE J1772 | 18 | RFID, Mobile App, Contactless Credit Card | yes | Standard | Yes |  | Yes | Wall | UL listed and cUL certified; complies with UL 2594, UL 2231-1, UL 2231-2, and NEC Article 628 | one year standard parts only warranty; additional years of coverage are available under our Assure Program: https://www.chargepoint.com/products/service | Contactless Credit Card, RFID, Tap to Pay with Mobile app, call center, roaming | Yes
47QMCA22A0003 | APOLLO SUNGUARD SYSTEMS, INC. | ChargePoint | No - Product is undergoing FedRAMP review and will not be available for ordering through the BPAs until this process is complete and the platform this product operates on receives an ATO designation or it has been determined does not require one. Purchase this product today through GSA Advantage, but agencies will need to evaluate each product at the agency level to ensure it meets all agency-specific privacy, IT, and cyber supply chain requirements. | CT4025-GW1 | N/A | CT4025-GW1 | Dual Output, Gateway, Bollard Unit - 208/240V @30A with Cord Management, 23' Cords, 8' CMK | EA | 7873.1 | 7580.22 | 3.72% | N/A | 60 DAYS | All 50 states is USA & Puerto Rico | Commercial | 7.2kW | 30A | N/A | Yes | 2 | SAE J1772 | 23 | RFID, Mobile App, Contactless Credit Card | yes | Standard | Yes |  | Yes | Pedestal | UL listed and cUL certified; complies with UL 2594, UL 2231-1, UL 2231-2, and NEC Article 629 | one year standard parts only warranty; additional years of coverage are available under our Assure Program: https://www.chargepoint.com/products/service | Contactless Credit Card, RFID, Tap to Pay with Mobile app, call center, roaming | Yes
47QMCA22A0003 | APOLLO SUNGUARD SYSTEMS, INC. | ChargePoint | No - Product is undergoing FedRAMP review and will not be available for ordering through the BPAs until this process is complete and the platform this product operates on receives an ATO designation or it has been determined does not require one. Purchase this product today through GSA Advantage, but agencies will need to evaluate each product at the agency level to ensure it meets all agency-specific privacy, IT, and cyber supply chain requirements. | CT4027-GW1 | N/A | CT4027-GW1 | Dual Output Gateway, Wall Mount Unit - 208/240V @30A with Cord Management, 23' Cords, 8' CMK | EA | 7873.1 | 7580.22 | 3.72% | N/A | 60 DAYS | All 50 states is USA & Puerto Rico | Commercial | 7.2kW | 30A | N/A | Yes | 2 | SAE J1772 | 23 | RFID, Mobile App, Contactless Credit Card | yes | Standard | Yes |  | Yes | Wall | UL listed and cUL certified; complies with UL 2594, UL 2231-1, UL 2231-2, and NEC Article 630 | one year standard parts only warranty; additional years of coverage are available under our Assure Program: https://www.chargepoint.com/products/service | Contactless Credit Card, RFID, Tap to Pay with Mobile app, call center, roaming | Yes
47QMCA22A0004 | BEAM GLOBAL | Beam Global | No - Product is undergoing FedRAMP review and will not be available for ordering through the BPAs until this process is complete and the platform this product operates on receives an ATO designation or it has been determined does not require one. Purchase this product today through GSA Advantage, but agencies will need to evaluate each product at the agency level to ensure it meets all agency-specific privacy, IT, and cyber supply chain requirements. | ARC-CP4013 | N/A | EV ARC 2020 with ChargePoint Networked EV Charger model CT-4013 | The EV ARC 2020 generates power with a 4.3kW array and is the most powerful model we have ever released. Equipped with our patented BeamTrak solar tracking system. Included in the base unit price is a 12-month Operation & Maintenance Plan with wireless remote monitoring. ChargePoint Networked EV Chargers. Pedestal-mount system equipped with LCD screen and compatible with the ChargePoint Network, allowing for specialized pricing policies/access controls, generation of usage/energy reports, etc. Model: CT-4013-GW1 One Plug, type J177 with power per outlet of 3.8kW. Includes Transformer ARC upgrade that stows EV ARC for easier transport. | EA | 63181.58 | 63023.63 | 0.25% | additional 0.75% is offered at 100 units or more on one Purchase Order | 90 | CONUS, Hawaii, Alaska, Puerta Rico, Canada | Commercial | 1 port - 5.76kW max single port power | N/A--the EV ARC system is off grid | 91.2% efficiency (solar to charger) | Yes | 1 | SAE J-1772 | 18 ft | RFID, mobile app, contactless credit card | Yes | Standard | Yes | Yes | No | EV ARC systems are off-grid and fit in a standard parking spot; the EV charger is mounted on the EV ARC mounting column. | EV ARC systems are wind rated to 125mph; Inverter UL1741-2010/2018, IEEE1547a-2003/2014, FCC 15 class B, UL1741SA, CA Rule 21, HECO Rule 14H; Solar Panels UL 1703, IEC 61215, IEC 61730; Battery UL1642, BMS and Components Demonstrated to UL2271; EVSE UL and C-UL listed; complies with UL2594, UL2231-1, UL 2231-2. NEC Article 625 compliant. For Canada CSA C22.2, No. 280, 281.1, 281.2, CED UL and C-UL listed per UL916 Energy Management Equipment | Beam EV ARC 2020 Product Warranty: 1-year manufacturer warranty warrants the product(s) sold by it to be free from defects in materials and workmanship for a period of 12 months from the date of delivery. Additionally, the manufacturer’s warranties for many major components of the product are passed through to the customer as follows: • Inverter – 10 year limited warranty (5 years on LCD screen and Fans) • Battery – 5 year warranty, plus 5 additional years on the cells only • High power 360w or equivalent PV Modules – 25-year warranty with a maximum performance degradation of 0.25%/yr over the course of 25 years • Wireless Communications – 3-year product warranty • DC-DC Converter – 2-year limited warranty | Contactless Credit Card, RFID, Tap to Pay with Mobile app, call center, roaming | Yes - both
47QMCA22A0004 | BEAM GLOBAL | Beam Global | No - Product is undergoing FedRAMP review and will not be available for ordering through the BPAs until this process is complete and the platform this product operates on receives an ATO designation or it has been determined does not require one. Purchase this product today through GSA Advantage, but agencies will need to evaluate each product at the agency level to ensure it meets all agency-specific privacy, IT, and cyber supply chain requirements. | ARC-CP4023 | N/A | EV ARC 2020 with ChargePoint Networked EV Charger model: CT-4023 | The EV ARC 2020 generates power with a 4.3kW array and is the most powerful model we have ever released. Equipped with our patented BeamTrak solar tracking system. Included in the base unit price is a 12-month Operation & Maintenance Plan with wireless remote monitoring. ChargePoint Networked EV Chargers. Pedestal-mount system equipped with LCD screen and compatible with the ChargePoint Network, allowing for specialized pricing policies/access controls, generation of usage/energy reports, etc. Model: CT-4023-GW1 w/ CT4000 PMGMT Dual plug, type J177 2 with 17 cords, power management control, and power per outlet of 1.9 3.8 kW . Includes Transformer ARC upgrade that stows EV ARC for easier transport. | EA | 65022.02 | 64859.46 | 0.25% | additional 0.75% is offered at 100 units or more on one Purchase Order | 90 | CONUS, Hawaii, Alaska, Puerta Rico, Canada | Commercial | 2 ports - 2.88kW - 5.76kW of power per plug | N/A--the EV ARC system is off grid | 91.2% efficiency (solar to charger) | Yes | 2 | SAE J-1772 | 18 ft | RFID, mobile app, contactless credit card | Yes | Standard | Yes | Yes | No | EV ARC systems are off-grid and fit in a standard parking spot; the EV charger is mounted on the EV ARC mounting column. | EV ARC systems are wind rated to 125mph; Inverter UL1741-2010/2018, IEEE1547a-2003/2014, FCC 15 class B, UL1741SA, CA Rule 21, HECO Rule 14H; Solar Panels UL 1703, IEC 61215, IEC 61730; Battery UL1642, BMS and Components Demonstrated to UL2271; EVSE UL and C-UL listed; complies with UL2594, UL2231-1, UL 2231-2. NEC Article 625 compliant. For Canada CSA C22.2, No. 280, 281.1, 281.2, CED UL and C-UL listed per UL916 Energy Management Equipment | Beam EV ARC 2020 Product Warranty: 1-year manufacturer warranty warrants the product(s) sold by it to be free from defects in materials and workmanship for a period of 12 months from the date of delivery. Additionally, the manufacturer’s warranties for many major components of the product are passed through to the customer as follows: • Inverter – 10 year limited warranty (5 years on LCD screen and Fans) • Battery – 5 year warranty, plus 5 additional years on the cells only • High power 360w or equivalent PV Modules – 25-year warranty with a maximum performance degradation of 0.25%/yr over the course of 25 years • Wireless Communications – 3-year product warranty • DC-DC Converter – 2-year limited warranty | Contactless Credit Card, RFID, Tap to Pay with Mobile app, call center, roaming | Yes - both
47QMCA22A0005 | CARAHSOFT TECHNOLOGY CORPORATION | ChargePoint | No - Product is undergoing FedRAMP review and will not be available for ordering through the BPAs until this process is complete and the platform this product operates on receives an ATO designation or it has been determined does not require one. Purchase this product today through GSA Advantage, but agencies will need to evaluate each product at the agency level to ensure it meets all agency-specific privacy, IT, and cyber supply chain requirements. | CPAAS-CPF50-L18 WALLMNT-CMK6-1 | CPAAS-CPF50-L18 WALLMNT-CMK6-1-611 | ChargePoint as a Service | 1year Subscription, Single Port, Wall Mount, 50A, Type 1, Cable 18', Single Phase Charger. Unit ships in 3 separate boxes. See invoice or packing slip for details. | EA | 1362.62 | 1321.74 | 3% |  | 60 Days | All 50 States in USA and Puerto Rico | Commercial | 12kW | 50A | N/A | Yes | 1 | SAE J1772 | 18 | RFID | Yes | Standard | No | CPF stations can received OTA software update for OCPP compliance at no cost to GSA | Yes | Wall | UL and C-UL listed; complies with UL2594, UL2231-1, UL 2231-2. NEC Article 625 compliant. For Canada CSA C22.2, No. 280, 281.1, 281.2, CED UL and C-UL listed per UL916 Energy Management Equipment | one year standard parts only warranty; additional years of coverage are available under our Assure Program: https://www.chargepoint.com/products/service | Fleet only - does not accept payments | Yes
47QMCA22A0005 | CARAHSOFT TECHNOLOGY CORPORATION | ChargePoint | No - Product is undergoing FedRAMP review and will not be available for ordering through the BPAs until this process is complete and the platform this product operates on receives an ATO designation or it has been determined does not require one. Purchase this product today through GSA Advantage, but agencies will need to evaluate each product at the agency level to ensure it meets all agency-specific privacy, IT, and cyber supply chain requirements. | CPAAS-CPF50-L18 WALLMNT-CMK6-3 | CPAAS-CPF50-L18 WALLMNT-CMK6-3-611 | ChargePoint as a Service | 3year Subscription, Single Port, Wall Mount, 50A, Type 1, Cable 18', Single Phase Charger. Unit ships in 3 separate boxes. See invoice or packing slip for details. | EA | 3554.66 | 3448.02 | 3% |  | 60 Days | All 50 States in USA and Puerto Rico | Commercial | 12kW | 50A | N/A | Yes | 1 | SAE J1779 | 18 | RFID | Yes | Standard | No | CPF stations can received OTA software update for OCPP compliance at no cost to GSA | Yes | Wall | UL and C-UL listed; complies with UL2594, UL2231-1, UL 2231-2. NEC Article 625 compliant. For Canada CSA C22.2, No. 280, 281.1, 281.2, CED UL and C-UL listed per UL916 Energy Management Equipment | one year standard parts only warranty; additional years of coverage are available under our Assure Program: https://www.chargepoint.com/products/service | Fleet only - does not accept payments | Yes
47QMCA22A0005 | CARAHSOFT TECHNOLOGY CORPORATION | ChargePoint | No - Product is undergoing FedRAMP review and will not be available for ordering through the BPAs until this process is complete and the platform this product operates on receives an ATO designation or it has been determined does not require one. Purchase this product today through GSA Advantage, but agencies will need to evaluate each product at the agency level to ensure it meets all agency-specific privacy, IT, and cyber supply chain requirements. | CPAAS-CPF50-L18 WALLMNT-CMK6-5 | CPAAS-CPF50-L18 WALLMNT-CMK6-5-611 | ChargePoint as a Service | 5year Subscription, Single Port, Wall Mount, 50A, Type 1, Cable 18', Single Phase Charger. Unit ships in 3 separate boxes. See invoice or packing slip for details. | EA | 4739.55 | 4597.36 | 3% |  | 60 Days | All 50 States in USA and Puerto Rico | Commercial | 12kW | 50A | N/A | Yes | 1 | SAE J1791 | 18 | RFID | Yes | Standard | No | CPF stations can received OTA software update for OCPP compliance at no cost to GSA | Yes | Wall | UL and C-UL listed; complies with UL2594, UL2231-1, UL 2231-2. NEC Article 625 compliant. For Canada CSA C22.2, No. 280, 281.1, 281.2, CED UL and C-UL listed per UL916 Energy Management Equipment | one year standard parts only warranty; additional years of coverage are available under our Assure Program: https://www.chargepoint.com/products/service | Fleet only - does not accept payments | Yes
47QMCA22A0005 | CARAHSOFT TECHNOLOGY CORPORATION | ChargePoint | No - Product is undergoing FedRAMP review and will not be available for ordering through the BPAs until this process is complete and the platform this product operates on receives an ATO designation or it has been determined does not require one. Purchase this product today through GSA Advantage, but agencies will need to evaluate each product at the agency level to ensure it meets all agency-specific privacy, IT, and cyber supply chain requirements. | CPAAS-CPF50-L18-1 | CPAAS-CPF50-L18-1-611 | ChargePoint as a Service | 1year Subscription, Single Port, Wall Mount, 50A, Type 1, Cable 18', Single Phase Charger. Unit ships in 1 box. See invoice or packing slip for details. | EA | 1244.13 | 1206.81 | 3% |  | 60 Days | All 50 States in USA and Puerto Rico | Commercial | 12kW | 50A | N/A | Yes | 1 | SAE J1772 | 18 | RFID | Yes | Standard | No | CPF stations can received OTA software update for OCPP compliance at no cost to GSA | Yes | Wall | UL and C-UL listed; complies with UL2594, UL2231-1, UL 2231-2. NEC Article 625 compliant. For Canada CSA C22.2, No. 280, 281.1, 281.2, CED UL and C-UL listed per UL916 Energy Management Equipment | one year standard parts only warranty; additional years of coverage are available under our Assure Program: https://www.chargepoint.com/products/service | Fleet only - does not accept payments | Yes
47QMCA22A0005 | CARAHSOFT TECHNOLOGY CORPORATION | ChargePoint | No - Product is undergoing FedRAMP review and will not be available for ordering through the BPAs until this process is complete and the platform this product operates on receives an ATO designation or it has been determined does not require one. Purchase this product today through GSA Advantage, but agencies will need to evaluate each product at the agency level to ensure it meets all agency-specific privacy, IT, and cyber supply chain requirements. | CPAAS-CPF50-L18-3 | CPAAS-CPF50-L18-3-611 | ChargePoint as a Service | 3year Subscription, Single Port, Wall Mount, 50A, Type 1, Cable 18', Single Phase Charger. Unit ships in 1 box. See invoice or packing slip for details. | EA | 3199.19 | 3103.22 | 3% |  | 60 Days | All 50 States in USA and Puerto Rico | Commercial | 12kW | 50A | N/A | Yes | 1 | SAE J1773 | 18 | RFID | Yes | Standard | No | CPF stations can received OTA software update for OCPP compliance at no cost to GSA | Yes | Wall | UL and C-UL listed; complies with UL2594, UL2231-1, UL 2231-2. NEC Article 625 compliant. For Canada CSA C22.2, No. 280, 281.1, 281.2, CED UL and C-UL listed per UL916 Energy Management Equipment | one year standard parts only warranty; additional years of coverage are available under our Assure Program: https://www.chargepoint.com/products/service | Fleet only - does not accept payments | Yes
47QMCA22A0005 | CARAHSOFT TECHNOLOGY CORPORATION | ChargePoint | No - Product is undergoing FedRAMP review and will not be available for ordering through the BPAs until this process is complete and the platform this product operates on receives an ATO designation or it has been determined does not require one. Purchase this product today through GSA Advantage, but agencies will need to evaluate each product at the agency level to ensure it meets all agency-specific privacy, IT, and cyber supply chain requirements. | CPAAS-CPF50-L18-5 | CPAAS-CPF50-L18-5-611 | ChargePoint as a Service | 5year Subscription, Single Port, Wall Mount, 50A, Type 1, Cable 18', Single Phase Charger. Unit ships in 1 box. See invoice or packing slip for details. | EA | 4147.1 | 4022.69 | 3% |  | 60 Days | All 50 States in USA and Puerto Rico | Commercial | 12kW | 50A | N/A | Yes | 1 | SAE J1785 | 18 | RFID | Yes | Standard | No | CPF stations can received OTA software update for OCPP compliance at no cost to GSA | Yes | Wall | UL and C-UL listed; complies with UL2594, UL2231-1, UL 2231-2. NEC Article 625 compliant. For Canada CSA C22.2, No. 280, 281.1, 281.2, CED UL and C-UL listed per UL916 Energy Management Equipment | one year standard parts only warranty; additional years of coverage are available under our Assure Program: https://www.chargepoint.com/products/service | Fleet only - does not accept payments | Yes
47QMCA22A0005 | CARAHSOFT TECHNOLOGY CORPORATION | ChargePoint | No - Product is undergoing FedRAMP review and will not be available for ordering through the BPAs until this process is complete and the platform this product operates on receives an ATO designation or it has been determined does not require one. Purchase this product today through GSA Advantage, but agencies will need to evaluate each product at the agency level to ensure it meets all agency-specific privacy, IT, and cyber supply chain requirements. | CPAAS-CPF50-L18-PEDMNT-1 | CPAAS-CPF50-L18-PEDMNT-1-611 | ChargePoint as a Service | 1year Subscription, Single Port, Pedestal Mount, 50A, Type 1, Cable 18', Single Phase Charger. Unit ships in 4 box. See invoice or packing slip for details. | EA | 1421.86 | 1379.21 | 3% |  | 60 Days | All 50 States in USA and Puerto Rico | Commercial | 12kW | 50A | N/A | Yes | 1 | SAE J1772 | 18 | RFID | Yes | Standard | No | CPF stations can received OTA software update for OCPP compliance at no cost to GSA | Yes | Pedestal | UL and C-UL listed; complies with UL2594, UL2231-1, UL 2231-2. NEC Article 625 compliant. For Canada CSA C22.2, No. 280, 281.1, 281.2, CED UL and C-UL listed per UL916 Energy Management Equipment | one year standard parts only warranty; additional years of coverage are available under our Assure Program: https://www.chargepoint.com/products/service | Fleet only - does not accept payments | Yes
47QMCA22A0005 | CARAHSOFT TECHNOLOGY CORPORATION | ChargePoint | No - Product is undergoing FedRAMP review and will not be available for ordering through the BPAs until this process is complete and the platform this product operates on receives an ATO designation or it has been determined does not require one. Purchase this product today through GSA Advantage, but agencies will need to evaluate each product at the agency level to ensure it meets all agency-specific privacy, IT, and cyber supply chain requirements. | CPAAS-CPF50-L18-PEDMNT-3 | CPAAS-CPF50-L18-PEDMNT-3-611 | ChargePoint as a Service | 3year Subscription, Single Port, Pedestal Mount, 50A, Type 1, Cable 18', Single Phase Charger. Unit ships in 4 box. See invoice or packing slip for details. | EA | 3732.39 | 3620.42 | 3% |  | 60 Days | All 50 States in USA and Puerto Rico | Commercial | 12kW | 50A | N/A | Yes | 1 | SAE J1775 | 18 | RFID | Yes | Standard | No | CPF stations can received OTA software update for OCPP compliance at no cost to GSA | Yes | Pedestal | UL and C-UL listed; complies with UL2594, UL2231-1, UL 2231-2. NEC Article 625 compliant. For Canada CSA C22.2, No. 280, 281.1, 281.2, CED UL and C-UL listed per UL916 Energy Management Equipment | one year standard parts only warranty; additional years of coverage are available under our Assure Program: https://www.chargepoint.com/products/service | Fleet only - does not accept payments | Yes
47QMCA22A0005 | CARAHSOFT TECHNOLOGY CORPORATION | ChargePoint | No - Product is undergoing FedRAMP review and will not be available for ordering through the BPAs until this process is complete and the platform this product operates on receives an ATO designation or it has been determined does not require one. Purchase this product today through GSA Advantage, but agencies will need to evaluate each product at the agency level to ensure it meets all agency-specific privacy, IT, and cyber supply chain requirements. | CPAAS-CPF50-L18-PEDMNT-5 | CPAAS-CPF50-L18-PEDMNT-5-611 | ChargePoint as a Service | 5year Subscription, Single Port, Pedestal Mount, 50A, Type 1, Cable 18', Single Phase Charger. Unit ships in 4 box. See invoice or packing slip for details. | EA | 5035.77 | 4884.7 | 3% |  | 60 Days | All 50 States in USA and Puerto Rico | Commercial | 12kW | 50A | N/A | Yes | 1 | SAE J1787 | 18 | RFID | Yes | Standard | No | CPF stations can received OTA software update for OCPP compliance at no cost to GSA | Yes | Pedestal | UL and C-UL listed; complies with UL2594, UL2231-1, UL 2231-2. NEC Article 625 compliant. For Canada CSA C22.2, No. 280, 281.1, 281.2, CED UL and C-UL listed per UL916 Energy Management Equipment | one year standard parts only warranty; additional years of coverage are available under our Assure Program: https://www.chargepoint.com/products/service | Fleet only - does not accept payments | Yes
47QMCA22A0005 | CARAHSOFT TECHNOLOGY CORPORATION | ChargePoint | No - Product is undergoing FedRAMP review and will not be available for ordering through the BPAs until this process is complete and the platform this product operates on receives an ATO designation or it has been determined does not require one. Purchase this product today through GSA Advantage, but agencies will need to evaluate each product at the agency level to ensure it meets all agency-specific privacy, IT, and cyber supply chain requirements. | CPAAS-CPF50-L18-PEDMNT-CMK6-1 | CPAAS-CPF50-L18-PEDMNT-CMK6-1-611 | ChargePoint as a Service | 1year Subscription, Single Port, Pedestal Mount, 50A, Type 1, Cable 18', Single Phase Charger with 6' Cable Management Kit. Unit ships in 5 separate boxes. See invoice or packing slip for details. | EA | 1481.11 | 1436.68 | 3% |  | 60 Days | All 50 States in USA and Puerto Rico | Commercial | 12kW | 50A | N/A | Yes | 1 | SAE J1772 | 18 | RFID | Yes | Standard | No | CPF stations can received OTA software update for OCPP compliance at no cost to GSA | Yes | Pedestal | UL and C-UL listed; complies with UL2594, UL2231-1, UL 2231-2. NEC Article 625 compliant. For Canada CSA C22.2, No. 280, 281.1, 281.2, CED UL and C-UL listed per UL916 Energy Management Equipment | one year standard parts only warranty; additional years of coverage are available under our Assure Program: https://www.chargepoint.com/products/service | Fleet only - does not accept payments | Yes
47QMCA22A0005 | CARAHSOFT TECHNOLOGY CORPORATION | ChargePoint | No - Product is undergoing FedRAMP review and will not be available for ordering through the BPAs until this process is complete and the platform this product operates on receives an ATO designation or it has been determined does not require one. Purchase this product today through GSA Advantage, but agencies will need to evaluate each product at the agency level to ensure it meets all agency-specific privacy, IT, and cyber supply chain requirements. | CPAAS-CPF50-L18-PEDMNT-CMK6-3 | CPAAS-CPF50-L18-PEDMNT-CMK6-3-611 | ChargePoint as a Service | 3year Subscription, Single Port, Pedestal Mount, 50A, Type 1, Cable 18', Single Phase Charger with 6' Cable Management Kit. Unit ships in 5 separate boxes. See invoice or packing slip for details. | EA | 3910.13 | 3792.82 | 3% |  | 60 Days | All 50 States in USA and Puerto Rico | Commercial | 12kW | 50A | N/A | Yes | 1 | SAE J1780 | 18 | RFID | Yes | Standard | No | CPF stations can received OTA software update for OCPP compliance at no cost to GSA | Yes | Pedestal | UL and C-UL listed; complies with UL2594, UL2231-1, UL 2231-2. NEC Article 625 compliant. For Canada CSA C22.2, No. 280, 281.1, 281.2, CED UL and C-UL listed per UL916 Energy Management Equipment | one year standard parts only warranty; additional years of coverage are available under our Assure Program: https://www.chargepoint.com/products/service | Fleet only - does not accept payments | Yes
47QMCA22A0005 | CARAHSOFT TECHNOLOGY CORPORATION | ChargePoint | No - Product is undergoing FedRAMP review and will not be available for ordering through the BPAs until this process is complete and the platform this product operates on receives an ATO designation or it has been determined does not require one. Purchase this product today through GSA Advantage, but agencies will need to evaluate each product at the agency level to ensure it meets all agency-specific privacy, IT, and cyber supply chain requirements. | CPAAS-CPF50-L18-PEDMNT-CMK6-5 | CPAAS-CPF50-L18-PEDMNT-CMK6-5-611 | ChargePoint as a Service | 5year Subscription, Single Port, Pedestal Mount, 50A, Type 1, Cable 18', Single Phase Charger with 6' Cable Management Kit. Unit ships in 5 separate boxes. See invoice or packing slip for details. | EA | 5331.99 | 5172.03 | 3% |  | 60 Days | All 50 States in USA and Puerto Rico | Commercial | 12kW | 50A | N/A | Yes | 1 | SAE J1792 | 18 | RFID | Yes | Standard | No | CPF stations can received OTA software update for OCPP compliance at no cost to GSA | Yes | Pedestal | UL and C-UL listed; complies with UL2594, UL2231-1, UL 2231-2. NEC Article 625 compliant. For Canada CSA C22.2, No. 280, 281.1, 281.2, CED UL and C-UL listed per UL916 Energy Management Equipment | one year standard parts only warranty; additional years of coverage are available under our Assure Program: https://www.chargepoint.com/products/service | Fleet only - does not accept payments | Yes
47QMCA22A0005 | CARAHSOFT TECHNOLOGY CORPORATION | ChargePoint | No - Product is undergoing FedRAMP review and will not be available for ordering through the BPAs until this process is complete and the platform this product operates on receives an ATO designation or it has been determined does not require one. Purchase this product today through GSA Advantage, but agencies will need to evaluate each product at the agency level to ensure it meets all agency-specific privacy, IT, and cyber supply chain requirements. | CPAAS-CPF50-L18-PEDMNT-CMK6-Dual-1 | CPAAS-CPF50-L18-PEDMNT-CMK6-Dual-1-611 | ChargePoint as a Service | 1year Subscription, Dual Port, Pedestal Mount, 50A, Type 1, Cable 18', Single Phase Charger with 6' Cable Management Kit. Unit ships in 6 separate boxes. See invoice or packing slip for details. | EA | 1895.82 | 1838.94 | 3% |  | 60 Days | All 50 States in USA and Puerto Rico | Commercial | 12kW | 50A | N/A | Yes | 2 | SAE J1772 | 18 | RFID | Yes | Standard | No | CPF stations can received OTA software update for OCPP compliance at no cost to GSA | Yes | Pedestal | UL and C-UL listed; complies with UL2594, UL2231-1, UL 2231-2. NEC Article 625 compliant. For Canada CSA C22.2, No. 280, 281.1, 281.2, CED UL and C-UL listed per UL916 Energy Management Equipment | one year standard parts only warranty; additional years of coverage are available under our Assure Program: https://www.chargepoint.com/products/service | Fleet only - does not accept payments | Yes
47QMCA22A0005 | CARAHSOFT TECHNOLOGY CORPORATION | ChargePoint | No - Product is undergoing FedRAMP review and will not be available for ordering through the BPAs until this process is complete and the platform this product operates on receives an ATO designation or it has been determined does not require one. Purchase this product today through GSA Advantage, but agencies will need to evaluate each product at the agency level to ensure it meets all agency-specific privacy, IT, and cyber supply chain requirements. | CPAAS-CPF50-L18-PEDMNT-CMK6-Dual-3 | CPAAS-CPF50-L18-PEDMNT-CMK6-Dual-3-611 | ChargePoint as a Service | 3year Subscription, Dual Port, Pedestal Mount, 50A, Type 1, Cable 18', Single Phase Charger with 6' Cable Management Kit. Unit ships in 6 separate boxes. See invoice or packing slip for details. | EA | 5154.26 | 4999.63 | 3% |  | 60 Days | All 50 States in USA and Puerto Rico | Commercial | 12kW | 50A | N/A | Yes | 2 | SAE J1784 | 18 | RFID | Yes | Standard | No | CPF stations can received OTA software update for OCPP compliance at no cost to GSA | Yes | Pedestal | UL and C-UL listed; complies with UL2594, UL2231-1, UL 2231-2. NEC Article 625 compliant. For Canada CSA C22.2, No. 280, 281.1, 281.2, CED UL and C-UL listed per UL916 Energy Management Equipment | one year standard parts only warranty; additional years of coverage are available under our Assure Program: https://www.chargepoint.com/products/service | Fleet only - does not accept payments | Yes
47QMCA22A0005 | CARAHSOFT TECHNOLOGY CORPORATION | ChargePoint | No - Product is undergoing FedRAMP review and will not be available for ordering through the BPAs until this process is complete and the platform this product operates on receives an ATO designation or it has been determined does not require one. Purchase this product today through GSA Advantage, but agencies will need to evaluate each product at the agency level to ensure it meets all agency-specific privacy, IT, and cyber supply chain requirements. | CPAAS-CPF50-L18-PEDMNT-CMK6-Dual-5 | CPAAS-CPF50-L18-PEDMNT-CMK6-Dual-5-611 | ChargePoint as a Service | 5year Subscription, Dual Port, Pedestal Mount, 50A, Type 1, Cable 18', Single Phase Charger with 6' Cable Management Kit. Unit ships in 6 separate boxes. See invoice or packing slip for details. | EA | 7405.54 | 7183.38 | 3% |  | 60 Days | All 50 States in USA and Puerto Rico | Commercial | 12kW | 50A | N/A | Yes | 2 | SAE J1796 | 18 | RFID | Yes | Standard | No | CPF stations can received OTA software update for OCPP compliance at no cost to GSA | Yes | Pedestal | UL and C-UL listed; complies with UL2594, UL2231-1, UL 2231-2. NEC Article 625 compliant. For Canada CSA C22.2, No. 280, 281.1, 281.2, CED UL and C-UL listed per UL916 Energy Management Equipment | one year standard parts only warranty; additional years of coverage are available under our Assure Program: https://www.chargepoint.com/products/service | Fleet only - does not accept payments | Yes
47QMCA22A0005 | CARAHSOFT TECHNOLOGY CORPORATION | ChargePoint | No - Product is undergoing FedRAMP review and will not be available for ordering through the BPAs until this process is complete and the platform this product operates on receives an ATO designation or it has been determined does not require one. Purchase this product today through GSA Advantage, but agencies will need to evaluate each product at the agency level to ensure it meets all agency-specific privacy, IT, and cyber supply chain requirements. | CPAAS-CPF50-L18-PEDMNT-DUAL-1 | CPAAS-CPF50-L18-PEDMNT-DUAL-1-611 | ChargePoint as a Service | 1year Subscription, Dual Port, Pedestal Mount, 50A, Type 1, Cable 18', Single Phase Charger. Unit ships in 5 separate boxes. See invoice or packing slip for details. | EA | 1836.57 | 1781.48 | 3% |  | 60 Days | All 50 States in USA and Puerto Rico | Commercial | 12kW | 50A | N/A | Yes | 2 | SAE J1772 | 18 | RFID | Yes | Standard | No | CPF stations can received OTA software update for OCPP compliance at no cost to GSA | Yes | Pedestal | UL and C-UL listed; complies with UL2594, UL2231-1, UL 2231-2. NEC Article 625 compliant. For Canada CSA C22.2, No. 280, 281.1, 281.2, CED UL and C-UL listed per UL916 Energy Management Equipment | one year standard parts only warranty; additional years of coverage are available under our Assure Program: https://www.chargepoint.com/products/service | Fleet only - does not accept payments | Yes
47QMCA22A0005 | CARAHSOFT TECHNOLOGY CORPORATION | ChargePoint | No - Product is undergoing FedRAMP review and will not be available for ordering through the BPAs until this process is complete and the platform this product operates on receives an ATO designation or it has been determined does not require one. Purchase this product today through GSA Advantage, but agencies will need to evaluate each product at the agency level to ensure it meets all agency-specific privacy, IT, and cyber supply chain requirements. | CPAAS-CPF50-L18-PEDMNT-DUAL-3 | CPAAS-CPF50-L18-PEDMNT-DUAL-3-611 | ChargePoint as a Service | 3year Subscription, Dual Port, Pedestal Mount, 50A, Type 1, Cable 18', Single Phase Charger. Unit ships in 5 separate boxes. See invoice or packing slip for details. | EA | 4976.52 | 4827.23 | 3% |  | 60 Days | All 50 States in USA and Puerto Rico | Commercial | 12kW | 50A | N/A | Yes | 2 | SAE J1782 | 18 | RFID | Yes | Standard | No | CPF stations can received OTA software update for OCPP compliance at no cost to GSA | Yes | Pedestal | UL and C-UL listed; complies with UL2594, UL2231-1, UL 2231-2. NEC Article 625 compliant. For Canada CSA C22.2, No. 280, 281.1, 281.2, CED UL and C-UL listed per UL916 Energy Management Equipment | one year standard parts only warranty; additional years of coverage are available under our Assure Program: https://www.chargepoint.com/products/service | Fleet only - does not accept payments | Yes
47QMCA22A0005 | CARAHSOFT TECHNOLOGY CORPORATION | ChargePoint | No - Product is undergoing FedRAMP review and will not be available for ordering through the BPAs until this process is complete and the platform this product operates on receives an ATO designation or it has been determined does not require one. Purchase this product today through GSA Advantage, but agencies will need to evaluate each product at the agency level to ensure it meets all agency-specific privacy, IT, and cyber supply chain requirements. | CPAAS-CPF50-L18-PEDMNT-DUAL-5 | CPAAS-CPF50-L18-PEDMNT-DUAL-5-611 | ChargePoint as a Service | 5year Subscription, Dual Port, Pedestal Mount, 50A, Type 1, Cable 18', Single Phase Charger. Unit ships in 5 separate boxes. See invoice or packing slip for details. | EA | 7109.32 | 6896.04 | 3% |  | 60 Days | All 50 States in USA and Puerto Rico | Commercial | 12kW | 50A | N/A | Yes | 2 | SAE J1794 | 18 | RFID | Yes | Standard | No | CPF stations can received OTA software update for OCPP compliance at no cost to GSA | Yes | Pedestal | UL and C-UL listed; complies with UL2594, UL2231-1, UL 2231-2. NEC Article 625 compliant. For Canada CSA C22.2, No. 280, 281.1, 281.2, CED UL and C-UL listed per UL916 Energy Management Equipment | one year standard parts only warranty; additional years of coverage are available under our Assure Program: https://www.chargepoint.com/products/service | Fleet only - does not accept payments | Yes
47QMCA22A0005 | CARAHSOFT TECHNOLOGY CORPORATION | ChargePoint | No - Product is undergoing FedRAMP review and will not be available for ordering through the BPAs until this process is complete and the platform this product operates on receives an ATO designation or it has been determined does not require one. Purchase this product today through GSA Advantage, but agencies will need to evaluate each product at the agency level to ensure it meets all agency-specific privacy, IT, and cyber supply chain requirements. | CPAAS-CPF50-L23-1 | CPAAS-CPF50-L23-1-611 | ChargePoint as a Service | 1year Subscription, Single Port, Wall Mount, 50A, Type 1, Cable 23', Single Phase Charger. Unit ships in 1 box. See invoice or packing slip for details. | EA | 1244.13 | 1206.81 | 3% |  | 60 Days | All 50 States in USA and Puerto Rico | Commercial | 12kW | 50A | N/A | Yes | 1 | SAE J1772 | 23 | RFID | Yes | Standard | No | CPF stations can received OTA software update for OCPP compliance at no cost to GSA | Yes | Wall | UL and C-UL listed; complies with UL2594, UL2231-1, UL 2231-2. NEC Article 625 compliant. For Canada CSA C22.2, No. 280, 281.1, 281.2, CED UL and C-UL listed per UL916 Energy Management Equipment | one year standard parts only warranty; additional years of coverage are available under our Assure Program: https://www.chargepoint.com/products/service | Fleet only - does not accept payments | Yes
47QMCA22A0005 | CARAHSOFT TECHNOLOGY CORPORATION | ChargePoint | No - Product is undergoing FedRAMP review and will not be available for ordering through the BPAs until this process is complete and the platform this product operates on receives an ATO designation or it has been determined does not require one. Purchase this product today through GSA Advantage, but agencies will need to evaluate each product at the agency level to ensure it meets all agency-specific privacy, IT, and cyber supply chain requirements. | CPAAS-CPF50-L23-3 | CPAAS-CPF50-L23-3-611 | ChargePoint as a Service | 3year Subscription, Single Port, Wall Mount, 50A, Type 1, Cable 23', Single Phase Charger. Unit ships in 1 box. See invoice or packing slip for details. | EA | 3199.19 | 3103.22 | 3% |  | 60 Days | All 50 States in USA and Puerto Rico | Commercial | 12kW | 50A | N/A | Yes | 1 | SAE J1774 | 23 | RFID | Yes | Standard | No | CPF stations can received OTA software update for OCPP compliance at no cost to GSA | Yes | Wall | UL and C-UL listed; complies with UL2594, UL2231-1, UL 2231-2. NEC Article 625 compliant. For Canada CSA C22.2, No. 280, 281.1, 281.2, CED UL and C-UL listed per UL916 Energy Management Equipment | one year standard parts only warranty; additional years of coverage are available under our Assure Program: https://www.chargepoint.com/products/service | Fleet only - does not accept payments | Yes
47QMCA22A0005 | CARAHSOFT TECHNOLOGY CORPORATION | ChargePoint | No - Product is undergoing FedRAMP review and will not be available for ordering through the BPAs until this process is complete and the platform this product operates on receives an ATO designation or it has been determined does not require one. Purchase this product today through GSA Advantage, but agencies will need to evaluate each product at the agency level to ensure it meets all agency-specific privacy, IT, and cyber supply chain requirements. | CPAAS-CPF50-L23-5 | CPAAS-CPF50-L23-5-611 | ChargePoint as a Service | 5year Subscription, Single Port, Wall Mount, 50A, Type 1, Cable 23', Single Phase Charger. Unit ships in 1 box. See invoice or packing slip for details. | EA | 4147.1 | 4022.69 | 3% |  | 60 Days | All 50 States in USA and Puerto Rico | Commercial | 12kW | 50A | N/A | Yes | 1 | SAE J1786 | 23 | RFID | Yes | Standard | No | CPF stations can received OTA software update for OCPP compliance at no cost to GSA | Yes | Wall | UL and C-UL listed; complies with UL2594, UL2231-1, UL 2231-2. NEC Article 625 compliant. For Canada CSA C22.2, No. 280, 281.1, 281.2, CED UL and C-UL listed per UL916 Energy Management Equipment | one year standard parts only warranty; additional years of coverage are available under our Assure Program: https://www.chargepoint.com/products/service | Fleet only - does not accept payments | Yes
47QMCA22A0005 | CARAHSOFT TECHNOLOGY CORPORATION | ChargePoint | No - Product is undergoing FedRAMP review and will not be available for ordering through the BPAs until this process is complete and the platform this product operates on receives an ATO designation or it has been determined does not require one. Purchase this product today through GSA Advantage, but agencies will need to evaluate each product at the agency level to ensure it meets all agency-specific privacy, IT, and cyber supply chain requirements. | CPAAS-CPF50-L23-PEDMNT-1 | CPAAS-CPF50-L23-PEDMNT-1-611 | ChargePoint as a Service | 1year Subscription, Single Port, Pedestal Mount, 50A, Type 1, Cable 23', Single Phase Charger. Unit ships in 4 separate boxes. See invoice or packing slip for details. | EA | 1421.86 | 1379.21 | 3% |  | 60 Days | All 50 States in USA and Puerto Rico | Commercial | 12kW | 50A | N/A | Yes | 1 | SAE J1772 | 23 | RFID | Yes | Standard | No | CPF stations can received OTA software update for OCPP compliance at no cost to GSA | Yes | Pedestal | UL and C-UL listed; complies with UL2594, UL2231-1, UL 2231-2. NEC Article 625 compliant. For Canada CSA C22.2, No. 280, 281.1, 281.2, CED UL and C-UL listed per UL916 Energy Management Equipment | one year standard parts only warranty; additional years of coverage are available under our Assure Program: https://www.chargepoint.com/products/service | Fleet only - does not accept payments | Yes
47QMCA22A0005 | CARAHSOFT TECHNOLOGY CORPORATION | ChargePoint | No - Product is undergoing FedRAMP review and will not be available for ordering through the BPAs until this process is complete and the platform this product operates on receives an ATO designation or it has been determined does not require one. Purchase this product today through GSA Advantage, but agencies will need to evaluate each product at the agency level to ensure it meets all agency-specific privacy, IT, and cyber supply chain requirements. | CPAAS-CPF50-L23-PEDMNT-3 | CPAAS-CPF50-L23-PEDMNT-3-611 | ChargePoint as a Service | 3year Subscription, Single Port, Pedestal Mount, 50A, Type 1, Cable 23', Single Phase Charger. Unit ships in 4 separate boxes. See invoice or packing slip for details. | EA | 3732.39 | 3620.42 | 3% |  | 60 Days | All 50 States in USA and Puerto Rico | Commercial | 12kW | 50A | N/A | Yes | 1 | SAE J1776 | 23 | RFID | Yes | Standard | No | CPF stations can received OTA software update for OCPP compliance at no cost to GSA | Yes | Pedestal | UL and C-UL listed; complies with UL2594, UL2231-1, UL 2231-2. NEC Article 625 compliant. For Canada CSA C22.2, No. 280, 281.1, 281.2, CED UL and C-UL listed per UL916 Energy Management Equipment | one year standard parts only warranty; additional years of coverage are available under our Assure Program: https://www.chargepoint.com/products/service | Fleet only - does not accept payments | Yes
47QMCA22A0005 | CARAHSOFT TECHNOLOGY CORPORATION | ChargePoint | No - Product is undergoing FedRAMP review and will not be available for ordering through the BPAs until this process is complete and the platform this product operates on receives an ATO designation or it has been determined does not require one. Purchase this product today through GSA Advantage, but agencies will need to evaluate each product at the agency level to ensure it meets all agency-specific privacy, IT, and cyber supply chain requirements. | CPAAS-CPF50-L23-PEDMNT-5 | CPAAS-CPF50-L23-PEDMNT-5-611 | ChargePoint as a Service | 5year Subscription, Single Port, Pedestal Mount, 50A, Type 1, Cable 23', Single Phase Charger. Unit ships in 4 separate boxes. See invoice or packing slip for details. | EA | 5035.77 | 4884.7 | 3% |  | 60 Days | All 50 States in USA and Puerto Rico | Commercial | 12kW | 50A | N/A | Yes | 1 | SAE J1788 | 23 | RFID | Yes | Standard | No | CPF stations can received OTA software update for OCPP compliance at no cost to GSA | Yes | Pedestal | UL and C-UL listed; complies with UL2594, UL2231-1, UL 2231-2. NEC Article 625 compliant. For Canada CSA C22.2, No. 280, 281.1, 281.2, CED UL and C-UL listed per UL916 Energy Management Equipment | one year standard parts only warranty; additional years of coverage are available under our Assure Program: https://www.chargepoint.com/products/service | Fleet only - does not accept payments | Yes
47QMCA22A0005 | CARAHSOFT TECHNOLOGY CORPORATION | ChargePoint | No - Product is undergoing FedRAMP review and will not be available for ordering through the BPAs until this process is complete and the platform this product operates on receives an ATO designation or it has been determined does not require one. Purchase this product today through GSA Advantage, but agencies will need to evaluate each product at the agency level to ensure it meets all agency-specific privacy, IT, and cyber supply chain requirements. | CPAAS-CPF50-L23-PEDMNT-CMK8-1 | CPAAS-CPF50-L23-PEDMNT-CMK8-1-611 | ChargePoint as a Service | 1year Subscription, Single Port, Pedestal Mount, 50A, Type 1, Cable 23', Single Phase Charger with 8' Cable Management Kit. Unit ships in 5 separate boxes. See invoice or packing slip for details. | EA | 1599.6 | 1551.61 | 3% |  | 60 Days | All 50 States in USA and Puerto Rico | Commercial | 12kW | 50A | N/A | Yes | 1 | SAE J1772 | 23 | RFID | Yes | Standard | No | CPF stations can received OTA software update for OCPP compliance at no cost to GSA | Yes | Pedestal | UL and C-UL listed; complies with UL2594, UL2231-1, UL 2231-2. NEC Article 625 compliant. For Canada CSA C22.2, No. 280, 281.1, 281.2, CED UL and C-UL listed per UL916 Energy Management Equipment | one year standard parts only warranty; additional years of coverage are available under our Assure Program: https://www.chargepoint.com/products/service | Fleet only - does not accept payments | Yes
47QMCA22A0005 | CARAHSOFT TECHNOLOGY CORPORATION | ChargePoint | No - Product is undergoing FedRAMP review and will not be available for ordering through the BPAs until this process is complete and the platform this product operates on receives an ATO designation or it has been determined does not require one. Purchase this product today through GSA Advantage, but agencies will need to evaluate each product at the agency level to ensure it meets all agency-specific privacy, IT, and cyber supply chain requirements. | CPAAS-CPF50-L23-PEDMNT-CMK8-3 | CPAAS-CPF50-L23-PEDMNT-CMK8-3-611 | ChargePoint as a Service | 3year Subscription, Single Port, Pedestal Mount, 50A, Type 1, Cable 23', Single Phase Charger with 8' Cable Management Kit. Unit ships in 5 separate boxes. See invoice or packing slip for details. | EA | 4265.59 | 4137.62 | 3% |  | 60 Days | All 50 States in USA and Puerto Rico | Commercial | 12kW | 50A | N/A | Yes | 1 | SAE J1778 | 23 | RFID | Yes | Standard | No | CPF stations can received OTA software update for OCPP compliance at no cost to GSA | Yes | Pedestal | UL and C-UL listed; complies with UL2594, UL2231-1, UL 2231-2. NEC Article 625 compliant. For Canada CSA C22.2, No. 280, 281.1, 281.2, CED UL and C-UL listed per UL916 Energy Management Equipment | one year standard parts only warranty; additional years of coverage are available under our Assure Program: https://www.chargepoint.com/products/service | Fleet only - does not accept payments | Yes
47QMCA22A0005 | CARAHSOFT TECHNOLOGY CORPORATION | ChargePoint | No - Product is undergoing FedRAMP review and will not be available for ordering through the BPAs until this process is complete and the platform this product operates on receives an ATO designation or it has been determined does not require one. Purchase this product today through GSA Advantage, but agencies will need to evaluate each product at the agency level to ensure it meets all agency-specific privacy, IT, and cyber supply chain requirements. | CPAAS-CPF50-L23-PEDMNT-CMK8-5 | CPAAS-CPF50-L23-PEDMNT-CMK8-5-611 | ChargePoint as a Service | 5year Subscription, Single Port, Pedestal Mount, 50A, Type 1, Cable 23', Single Phase Charger with 8' Cable Management Kit. Unit ships in 5 separate boxes. See invoice or packing slip for details. | EA | 5924.43 | 5746.7 | 3% |  | 60 Days | All 50 States in USA and Puerto Rico | Commercial | 12kW | 50A | N/A | Yes | 1 | SAE J1790 | 23 | RFID | Yes | Standard | No | CPF stations can received OTA software update for OCPP compliance at no cost to GSA | Yes | Pedestal | UL and C-UL listed; complies with UL2594, UL2231-1, UL 2231-2. NEC Article 625 compliant. For Canada CSA C22.2, No. 280, 281.1, 281.2, CED UL and C-UL listed per UL916 Energy Management Equipment | one year standard parts only warranty; additional years of coverage are available under our Assure Program: https://www.chargepoint.com/products/service | Fleet only - does not accept payments | Yes
47QMCA22A0005 | CARAHSOFT TECHNOLOGY CORPORATION | ChargePoint | No - Product is undergoing FedRAMP review and will not be available for ordering through the BPAs until this process is complete and the platform this product operates on receives an ATO designation or it has been determined does not require one. Purchase this product today through GSA Advantage, but agencies will need to evaluate each product at the agency level to ensure it meets all agency-specific privacy, IT, and cyber supply chain requirements. | CPAAS-CPF50-L23-PEDMNT-CMK8-Dual-1 | CPAAS-CPF50-L23-PEDMNT-CMK8-Dual-1-611 | ChargePoint as a Service | 1year Subscription, Dual Port, Pedestal Mount, 50A, Type 1, Cable 23', Single Phase Charger with 8' Cable Management Kit. Unit ships in 6 separate boxes. See invoice or packing slip for details. | EA | 2073.55 | 2011.35 | 3% |  | 60 Days | All 50 States in USA and Puerto Rico | Commercial | 12kW | 50A | N/A | Yes | 2 | SAE J1772 | 23 | RFID | Yes | Standard | No | CPF stations can received OTA software update for OCPP compliance at no cost to GSA | Yes | Pedestal | UL and C-UL listed; complies with UL2594, UL2231-1, UL 2231-2. NEC Article 625 compliant. For Canada CSA C22.2, No. 280, 281.1, 281.2, CED UL and C-UL listed per UL916 Energy Management Equipment | one year standard parts only warranty; additional years of coverage are available under our Assure Program: https://www.chargepoint.com/products/service | Fleet only - does not accept payments | Yes
47QMCA22A0005 | CARAHSOFT TECHNOLOGY CORPORATION | ChargePoint | No - Product is undergoing FedRAMP review and will not be available for ordering through the BPAs until this process is complete and the platform this product operates on receives an ATO designation or it has been determined does not require one. Purchase this product today through GSA Advantage, but agencies will need to evaluate each product at the agency level to ensure it meets all agency-specific privacy, IT, and cyber supply chain requirements. | CPAAS-CPF50-L23-PEDMNT-CMK8-Dual-3 | CPAAS-CPF50-L23-PEDMNT-CMK8-Dual-3-611 | ChargePoint as a Service | 3year Subscription, Dual Port, Pedestal Mount, 50A, Type 1, Cable 23', Single Phase Charger with 8' Cable Management Kit. Unit ships in 6 separate boxes. See invoice or packing slip for details. | EA | 5687.46 | 5516.83 | 3% |  | 60 Days | All 50 States in USA and Puerto Rico | Commercial | 12kW | 50A | N/A | Yes | 2 | SAE J1783 | 23 | RFID | Yes | Standard | No | CPF stations can received OTA software update for OCPP compliance at no cost to GSA | Yes | Pedestal | UL and C-UL listed; complies with UL2594, UL2231-1, UL 2231-2. NEC Article 625 compliant. For Canada CSA C22.2, No. 280, 281.1, 281.2, CED UL and C-UL listed per UL916 Energy Management Equipment | one year standard parts only warranty; additional years of coverage are available under our Assure Program: https://www.chargepoint.com/products/service | Fleet only - does not accept payments | Yes
47QMCA22A0005 | CARAHSOFT TECHNOLOGY CORPORATION | ChargePoint | No - Product is undergoing FedRAMP review and will not be available for ordering through the BPAs until this process is complete and the platform this product operates on receives an ATO designation or it has been determined does not require one. Purchase this product today through GSA Advantage, but agencies will need to evaluate each product at the agency level to ensure it meets all agency-specific privacy, IT, and cyber supply chain requirements. | CPAAS-CPF50-L23-PEDMNT-CMK8-Dual-5 | CPAAS-CPF50-L23-PEDMNT-CMK8-Dual-5-611 | ChargePoint as a Service | 5year Subscription, Dual Port, Pedestal Mount, 50A, Type 1, Cable 23', Single Phase Charger with 8' Cable Management Kit. Unit ships in 6 separate boxes. See invoice or packing slip for details. | EA | 8294.21 | 8045.38 | 3% |  | 60 Days | All 50 States in USA and Puerto Rico | Commercial | 12kW | 50A | N/A | Yes | 2 | SAE J1795 | 23 | RFID | Yes | Standard | No | CPF stations can received OTA software update for OCPP compliance at no cost to GSA | Yes | Pedestal | UL and C-UL listed; complies with UL2594, UL2231-1, UL 2231-2. NEC Article 625 compliant. For Canada CSA C22.2, No. 280, 281.1, 281.2, CED UL and C-UL listed per UL916 Energy Management Equipment | one year standard parts only warranty; additional years of coverage are available under our Assure Program: https://www.chargepoint.com/products/service | Fleet only - does not accept payments | Yes
47QMCA22A0005 | CARAHSOFT TECHNOLOGY CORPORATION | ChargePoint | No - Product is undergoing FedRAMP review and will not be available for ordering through the BPAs until this process is complete and the platform this product operates on receives an ATO designation or it has been determined does not require one. Purchase this product today through GSA Advantage, but agencies will need to evaluate each product at the agency level to ensure it meets all agency-specific privacy, IT, and cyber supply chain requirements. | CPAAS-CPF50-L23-PEDMNT-Dual-1 | CPAAS-CPF50-L23-PEDMNT-Dual-1-611 | ChargePoint as a Service | 1year Subscription, Dual Port, Pedestal Mount, 50A, Type 1, Cable 23', Single Phase Charger. Unit ships in 5 separate boxes. See invoice or packing slip for details. | EA | 1836.57 | 1781.48 | 3% |  | 60 Days | All 50 States in USA and Puerto Rico | Commercial | 12kW | 50A | N/A | Yes | 2 | SAE J1772 | 23 | RFID | Yes | Standard | No | CPF stations can received OTA software update for OCPP compliance at no cost to GSA | Yes | Pedestal | UL and C-UL listed; complies with UL2594, UL2231-1, UL 2231-2. NEC Article 625 compliant. For Canada CSA C22.2, No. 280, 281.1, 281.2, CED UL and C-UL listed per UL916 Energy Management Equipment | one year standard parts only warranty; additional years of coverage are available under our Assure Program: https://www.chargepoint.com/products/service | Fleet only - does not accept payments | Yes
47QMCA22A0005 | CARAHSOFT TECHNOLOGY CORPORATION | ChargePoint | No - Product is undergoing FedRAMP review and will not be available for ordering through the BPAs until this process is complete and the platform this product operates on receives an ATO designation or it has been determined does not require one. Purchase this product today through GSA Advantage, but agencies will need to evaluate each product at the agency level to ensure it meets all agency-specific privacy, IT, and cyber supply chain requirements. | CPAAS-CPF50-L23-PEDMNT-Dual-3 | CPAAS-CPF50-L23-PEDMNT-Dual-3-611 | ChargePoint as a Service | 3year Subscription, Dual Port, Pedestal Mount, 50A, Type 1, Cable 23', Single Phase Charger. Unit ships in 5 separate boxes. See invoice or packing slip for details. | EA | 4976.52 | 4827.23 | 3% |  | 60 Days | All 50 States in USA and Puerto Rico | Commercial | 12kW | 50A | N/A | Yes | 2 | SAE J1781 | 23 | RFID | Yes | Standard | No | CPF stations can received OTA software update for OCPP compliance at no cost to GSA | Yes | Pedestal | UL and C-UL listed; complies with UL2594, UL2231-1, UL 2231-2. NEC Article 625 compliant. For Canada CSA C22.2, No. 280, 281.1, 281.2, CED UL and C-UL listed per UL916 Energy Management Equipment | one year standard parts only warranty; additional years of coverage are available under our Assure Program: https://www.chargepoint.com/products/service | Fleet only - does not accept payments | Yes
47QMCA22A0005 | CARAHSOFT TECHNOLOGY CORPORATION | ChargePoint | No - Product is undergoing FedRAMP review and will not be available for ordering through the BPAs until this process is complete and the platform this product operates on receives an ATO designation or it has been determined does not require one. Purchase this product today through GSA Advantage, but agencies will need to evaluate each product at the agency level to ensure it meets all agency-specific privacy, IT, and cyber supply chain requirements. | CPAAS-CPF50-L23-PEDMNT-Dual-5 | CPAAS-CPF50-L23-PEDMNT-Dual-5-611 | ChargePoint as a Service | 5year Subscription, Dual Port, Pedestal Mount, 50A, Type 1, Cable 23', Single Phase Charger. Unit ships in 5 separate boxes. See invoice or packing slip for details. | EA | 7109.32 | 6896.04 | 3% |  | 60 Days | All 50 States in USA and Puerto Rico | Commercial | 12kW | 50A | N/A | Yes | 2 | SAE J1793 | 23 | RFID | Yes | Standard | No | CPF stations can received OTA software update for OCPP compliance at no cost to GSA | Yes | Pedestal | UL and C-UL listed; complies with UL2594, UL2231-1, UL 2231-2. NEC Article 625 compliant. For Canada CSA C22.2, No. 280, 281.1, 281.2, CED UL and C-UL listed per UL916 Energy Management Equipment | one year standard parts only warranty; additional years of coverage are available under our Assure Program: https://www.chargepoint.com/products/service | Fleet only - does not accept payments | Yes
47QMCA22A0005 | CARAHSOFT TECHNOLOGY CORPORATION | ChargePoint | No - Product is undergoing FedRAMP review and will not be available for ordering through the BPAs until this process is complete and the platform this product operates on receives an ATO designation or it has been determined does not require one. Purchase this product today through GSA Advantage, but agencies will need to evaluate each product at the agency level to ensure it meets all agency-specific privacy, IT, and cyber supply chain requirements. | CPAAS-CPF50-L23-WALLMNT-CMK8-1 | CPAAS-CPF50-L23-WALLMNT-CMK8-1-611 | ChargePoint as a Service | 1year Subscription, Single Port, Wall Mount, 50A, Type 1, Cable 23', Single Phase Charger with 8' Cable Management Kit. Unit ships in 3 separate boxes. See invoice or packing slip for details. | EA | 1481.11 | 1436.68 | 3% |  | 60 Days | All 50 States in USA and Puerto Rico | Commercial | 12kW | 50A | N/A | Yes | 1 | SAE J1772 | 23 | RFID | Yes | Standard | No | CPF stations can received OTA software update for OCPP compliance at no cost to GSA | Yes | Wall | UL and C-UL listed; complies with UL2594, UL2231-1, UL 2231-2. NEC Article 625 compliant. For Canada CSA C22.2, No. 280, 281.1, 281.2, CED UL and C-UL listed per UL916 Energy Management Equipment | one year standard parts only warranty; additional years of coverage are available under our Assure Program: https://www.chargepoint.com/products/service | Fleet only - does not accept payments | Yes
47QMCA22A0005 | CARAHSOFT TECHNOLOGY CORPORATION | ChargePoint | No - Product is undergoing FedRAMP review and will not be available for ordering through the BPAs until this process is complete and the platform this product operates on receives an ATO designation or it has been determined does not require one. Purchase this product today through GSA Advantage, but agencies will need to evaluate each product at the agency level to ensure it meets all agency-specific privacy, IT, and cyber supply chain requirements. | CPAAS-CPF50-L23-WALLMNT-CMK8-3 | CPAAS-CPF50-L23-WALLMNT-CMK8-3-611 | ChargePoint as a Service | 3year Subscription, Single Port, Wall Mount, 50A, Type 1, Cable 23', Single Phase Charger with 8' Cable Management Kit. Unit ships in 3 separate boxes. See invoice or packing slip for details. | EA | 3910.13 | 3792.82 | 3% |  | 60 Days | All 50 States in USA and Puerto Rico | Commercial | 12kW | 50A | N/A | Yes | 1 | SAE J1777 | 23 | RFID | Yes | Standard | No | CPF stations can received OTA software update for OCPP compliance at no cost to GSA | Yes | Wall | UL and C-UL listed; complies with UL2594, UL2231-1, UL 2231-2. NEC Article 625 compliant. For Canada CSA C22.2, No. 280, 281.1, 281.2, CED UL and C-UL listed per UL916 Energy Management Equipment | one year standard parts only warranty; additional years of coverage are available under our Assure Program: https://www.chargepoint.com/products/service | Fleet only - does not accept payments | Yes
47QMCA22A0005 | CARAHSOFT TECHNOLOGY CORPORATION | ChargePoint | No - Product is undergoing FedRAMP review and will not be available for ordering through the BPAs until this process is complete and the platform this product operates on receives an ATO designation or it has been determined does not require one. Purchase this product today through GSA Advantage, but agencies will need to evaluate each product at the agency level to ensure it meets all agency-specific privacy, IT, and cyber supply chain requirements. | CPAAS-CPF50-L23-WALLMNT-CMK8-5 | CPAAS-CPF50-L23-WALLMNT-CMK8-5-611 | ChargePoint as a Service | 5year Subscription, Single Port, Wall Mount, 50A, Type 1, Cable 23', Single Phase Charger with 8' Cable Management Kit. Unit ships in 3 separate boxes. See invoice or packing slip for details. | EA | 5331.99 | 5172.03 | 3% |  | 60 Days | All 50 States in USA and Puerto Rico | Commercial | 12kW | 50A | N/A | Yes | 1 | SAE J1789 | 23 | RFID | Yes | Standard | No | CPF stations can received OTA software update for OCPP compliance at no cost to GSA | Yes | Wall | UL and C-UL listed; complies with UL2594, UL2231-1, UL 2231-2. NEC Article 625 compliant. For Canada CSA C22.2, No. 280, 281.1, 281.2, CED UL and C-UL listed per UL916 Energy Management Equipment | one year standard parts only warranty; additional years of coverage are available under our Assure Program: https://www.chargepoint.com/products/service | Fleet only - does not accept payments | Yes
47QMCA22A0005 | CARAHSOFT TECHNOLOGY CORPORATION | ChargePoint | No - Product is undergoing FedRAMP review and will not be available for ordering through the BPAs until this process is complete and the platform this product operates on receives an ATO designation or it has been determined does not require one. Purchase this product today through GSA Advantage, but agencies will need to evaluate each product at the agency level to ensure it meets all agency-specific privacy, IT, and cyber supply chain requirements. | CPAAS-CT4000-DUAL-1 | CPAAS-CT4000-DUAL-1-611 | ChargePoint as a Service | 1year Subscription, Dual Output, Gateway, 208/240V @30A with Cord Management. Indicate Wall or Pedestal Mount and 18' or 23' Cords. | EA | 2606.75 | 2528.55 | 3% |  | 60 Days | All 50 States in USA and Puerto Rico | Commercial | 7.2kW | 30A | N/A | Yes | 2 | SAE J1772 | 18 or 23 | RFID, Mobile App, Contactless Credit Card | Yes | Standard | Yes |  | Yes | Pedestal or Mount | UL listed and cUL certified; complies with UL 2594, UL 2231-1, UL 2231-2, and NEC Article 625 | Five year warranty | Contactless Credit Card, RFID, Tap to Pay with Mobile app, call center, roaming | Yes
47QMCA22A0005 | CARAHSOFT TECHNOLOGY CORPORATION | ChargePoint | No - Product is undergoing FedRAMP review and will not be available for ordering through the BPAs until this process is complete and the platform this product operates on receives an ATO designation or it has been determined does not require one. Purchase this product today through GSA Advantage, but agencies will need to evaluate each product at the agency level to ensure it meets all agency-specific privacy, IT, and cyber supply chain requirements. | CPAAS-CT4000-DUAL-3 | CPAAS-CT4000-DUAL-3-611 | ChargePoint as a Service | 3year Subscription, Dual Output, Gateway, 208/240V @30A with Cord Management. Indicate Wall or Pedestal Mount and 18' or 23' Cords. | EA | 7109.32 | 6896.04 | 3% |  | 60 Days | All 50 States in USA and Puerto Rico | Commercial | 7.2kW | 30A | N/A | Yes | 2 | SAE J1773 | 18 or 23 | RFID, Mobile App, Contactless Credit Card | Yes | Standard | Yes |  | Yes | Pedestal or Mount | UL listed and cUL certified; complies with UL 2594, UL 2231-1, UL 2231-2, and NEC Article 626 | one year standard parts only warranty; additional years of coverage are available under our Assure Program: https://www.chargepoint.com/products/service | Contactless Credit Card, RFID, Tap to Pay with Mobile app, call center, roaming | Yes
47QMCA22A0005 | CARAHSOFT TECHNOLOGY CORPORATION | ChargePoint | No - Product is undergoing FedRAMP review and will not be available for ordering through the BPAs until this process is complete and the platform this product operates on receives an ATO designation or it has been determined does not require one. Purchase this product today through GSA Advantage, but agencies will need to evaluate each product at the agency level to ensure it meets all agency-specific privacy, IT, and cyber supply chain requirements. | CPAAS-CT4000-DUAL-5 | CPAAS-CT4000-DUAL-5-611 | ChargePoint as a Service | 5year Subscription, Dual Output, Gateway, 208/240V @30A with Cord Management. Indicate Wall or Pedestal Mount and 18' or 23' Cords. | EA | 10663.98 | 10344.06 | 3% |  | 60 Days | All 50 States in USA and Puerto Rico | Commercial | 7.2kW | 30A | N/A | Yes | 2 | SAE J1775 | 18 or 23 | RFID, Mobile App, Contactless Credit Card | Yes | Standard | Yes |  | Yes | Pedestal or Mount | UL listed and cUL certified; complies with UL 2594, UL 2231-1, UL 2231-2, and NEC Article 628 | one year standard parts only warranty; additional years of coverage are available under our Assure Program: https://www.chargepoint.com/products/service | Contactless Credit Card, RFID, Tap to Pay with Mobile app, call center, roaming | Yes
47QMCA22A0005 | CARAHSOFT TECHNOLOGY CORPORATION | ChargePoint | No - Product is undergoing FedRAMP review and will not be available for ordering through the BPAs until this process is complete and the platform this product operates on receives an ATO designation or it has been determined does not require one. Purchase this product today through GSA Advantage, but agencies will need to evaluate each product at the agency level to ensure it meets all agency-specific privacy, IT, and cyber supply chain requirements. | CPAAS-CT4000-SINGLE-1 | CPAAS-CT4000-SINGLE-1-611 | ChargePoint as a Service | 1year Subscription, Single Output, Gateway, 208/240V @30A with Cord Management. Indicate whether Wall or Pedestal Mount is needed. | EA | 2132.8 | 2068.81 | 3% |  | 60 Days | All 50 States in USA and Puerto Rico | Commercial | 7.2kW | 30A | N/A | Yes | 1 | SAE J1772 | 18 | RFID, Mobile App, Contactless Credit Card | Yes | Standard | Yes |  | Yes | Pedestal or Mount | UL listed and cUL certified; complies with UL 2594, UL 2231-1, UL 2231-2, and NEC Article 625 | one year standard parts only warranty; additional years of coverage are available under our Assure Program: https://www.chargepoint.com/products/service | Contactless Credit Card, RFID, Tap to Pay with Mobile app, call center, roaming | Yes
47QMCA22A0005 | CARAHSOFT TECHNOLOGY CORPORATION | ChargePoint | No - Product is undergoing FedRAMP review and will not be available for ordering through the BPAs until this process is complete and the platform this product operates on receives an ATO designation or it has been determined does not require one. Purchase this product today through GSA Advantage, but agencies will need to evaluate each product at the agency level to ensure it meets all agency-specific privacy, IT, and cyber supply chain requirements. | CPAAS-CT4000-SINGLE-3 | CPAAS-CT4000-SINGLE-3-611 | ChargePoint as a Service | 3year Subscription, Single Output, Gateway, 208/240V @30A with Cord Management. Indicate whether Wall or Pedestal Mount is needed. | EA | 5865.19 | 5689.23 | 3% |  | 60 Days | All 50 States in USA and Puerto Rico | Commercial | 7.2kW | 30A | N/A | Yes | 1 | SAE J1774 | 18 | RFID, Mobile App, Contactless Credit Card | Yes | Standard | Yes |  | Yes | Pedestal or Mount | UL listed and cUL certified; complies with UL 2594, UL 2231-1, UL 2231-2, and NEC Article 627 | one year standard parts only warranty; additional years of coverage are available under our Assure Program: https://www.chargepoint.com/products/service | Contactless Credit Card, RFID, Tap to Pay with Mobile app, call center, roaming | Yes
47QMCA22A0005 | CARAHSOFT TECHNOLOGY CORPORATION | ChargePoint | No - Product is undergoing FedRAMP review and will not be available for ordering through the BPAs until this process is complete and the platform this product operates on receives an ATO designation or it has been determined does not require one. Purchase this product today through GSA Advantage, but agencies will need to evaluate each product at the agency level to ensure it meets all agency-specific privacy, IT, and cyber supply chain requirements. | CPAAS-CT4000-SINGLE-5 | CPAAS-CT4000-SINGLE-5-611 | ChargePoint as a Service | 5year Subscription, Single Output, Gateway, 208/240V @30A with Cord Management. Indicate whether Wall or Pedestal Mount is needed. | EA | 8590.43 | 8332.72 | 3% |  | 60 Days | All 50 States in USA and Puerto Rico | Commercial | 7.2kW | 30A | N/A | Yes | 1 | SAE J1776 | 18 | RFID, Mobile App, Contactless Credit Card | Yes | Standard | Yes |  | Yes | Pedestal or Mount | UL listed and cUL certified; complies with UL 2594, UL 2231-1, UL 2231-2, and NEC Article 629 | one year standard parts only warranty; additional years of coverage are available under our Assure Program: https://www.chargepoint.com/products/service | Contactless Credit Card, RFID, Tap to Pay with Mobile app, call center, roaming | Yes
47QMCA22A0006 | DISTRICT FLEET, LLC | BTC Power | No - Product is undergoing FedRAMP review and will not be available for ordering through the BPAs until this process is complete and the platform this product operates on receives an ATO designation or it has been determined does not require one. Purchase this product today through GSA Advantage, but agencies will need to evaluate each product at the agency level to ensure it meets all agency-specific privacy, IT, and cyber supply chain requirements. | L2W-30-240-16-001 | N/A | AC Level 2 Wall Mount 30A Single | AC Level 2 Wall Mount 30A Single w/ RFID | EA | 3347.3 | 3280.35 | 2% | Additional 2% for 10+ Units | 42 | CONUS/OCONUS | Commercial | 7.2 | 240/208 VAC, 30A Load | 99%+ | Yes | 1 | SAE J1772 | 25 | RFID, Mobile App, and QR | Yes | Standard | Yes | N/A | No | Wall Mount | ETL Certified; Complies with UL 2594, UL 2231-1, UL 2231-2, and NEC Article 625, EMC: FCC Part 15 Class A | 2-year manufacturers warranty, parts only, begins on date of installation or 60-days from the ship date from the factory, whichever occurs first. | RFID, Credit Card, EMV, QR Code, ISO 15118 (optional) | Yes - both
47QMCA22A0006 | DISTRICT FLEET, LLC | BTC Power | No - Product is undergoing FedRAMP review and will not be available for ordering through the BPAs until this process is complete and the platform this product operates on receives an ATO designation or it has been determined does not require one. Purchase this product today through GSA Advantage, but agencies will need to evaluate each product at the agency level to ensure it meets all agency-specific privacy, IT, and cyber supply chain requirements. | L2W-30-240-15-001 | N/A | AC Level 2 Wall Mount 30A Dual | AC Level 2 Wall Mount 30A Dual w/RFID | EA | 4038.49 | 3957.72 | 2% | Additional 2% for 10+ Units | 42 | CONUS/OCONUS | Commercial | 7.2 | 240/208 VAC, 30A Load | 99%+ | Yes | 2 | SAE J1772 | 25 | RFID, Mobile App, and QR | Yes | Standard | Yes | N/A | No | Wall Mount | ETL Certified; Complies with UL 2594, UL 2231-1, UL 2231-2, and NEC Article 625, EMC: FCC Part 15 Class A | 2-year manufacturers warranty, parts only, begins on date of installation or 60-days from the ship date from the factory, whichever occurs first. | RFID, Credit Card, EMV, QR Code, ISO 15118 (optional) | Yes - both
47QMCA22A0006 | DISTRICT FLEET, LLC | BTC Power | No - Product is undergoing FedRAMP review and will not be available for ordering through the BPAs until this process is complete and the platform this product operates on receives an ATO designation or it has been determined does not require one. Purchase this product today through GSA Advantage, but agencies will need to evaluate each product at the agency level to ensure it meets all agency-specific privacy, IT, and cyber supply chain requirements. | L2W-40-240-15-001 | N/A | AC Level 2 Wall Mount 40A Single | AC Level 2 Wall Mount 40A Single w/RFID | EA | 3989.12 | 3909.34 | 2% | Additional 2% for 10+ Units | 42 | CONUS/OCONUS | Commercial | 9.6 | 240/208 VAC, 40A Load | 99%+ | Yes | 2 | SAE J1772 | 25 | RFID, Mobile App, and QR | Yes | Standard | Yes | N/A | No | Wall Mount | ETL Certified; Complies with UL 2594, UL 2231-1, UL 2231-2, and NEC Article 625, EMC: FCC Part 15 Class A | 2-year manufacturers warranty, parts only, begins on date of installation or 60-days from the ship date from the factory, whichever occurs first. | RFID, Credit Card, EMV, QR Code, ISO 15118 (optional) | Yes - both
47QMCA22A0006 | DISTRICT FLEET, LLC | BTC Power | No - Product is undergoing FedRAMP review and will not be available for ordering through the BPAs until this process is complete and the platform this product operates on receives an ATO designation or it has been determined does not require one. Purchase this product today through GSA Advantage, but agencies will need to evaluate each product at the agency level to ensure it meets all agency-specific privacy, IT, and cyber supply chain requirements. | L2W-70-240-16-003 | N/A | AC Level 2 Wall Mount 70A Single | AC Level 2 Wall Mount 70A Single w/ RFID & Credit Card | EA | 5322.12 | 5215.68 | 2% | Additional 2% for 10+ Units | 42 | CONUS/OCONUS | Commercial | 16.8 | 240/208 VAC, 70A Load | 99%+ | Yes | 1 | SAE J1772 | 25 | Credit Card, RFID, Mobile App, and QR | Yes | Standard | Yes | N/A | No | Wall Mount | ETL Certified; Complies with UL 2594, UL 2231-1, UL 2231-2, and NEC Article 625, EMC: FCC Part 15 Class A | 2-year manufacturers warranty, parts only, begins on date of installation or 60-days from the ship date from the factory, whichever occurs first. | RFID, Credit Card, EMV, QR Code, ISO 15118 (optional) | Yes - both
47QMCA22A0006 | DISTRICT FLEET, LLC | BTC Power | No - Product is undergoing FedRAMP review and will not be available for ordering through the BPAs until this process is complete and the platform this product operates on receives an ATO designation or it has been determined does not require one. Purchase this product today through GSA Advantage, but agencies will need to evaluate each product at the agency level to ensure it meets all agency-specific privacy, IT, and cyber supply chain requirements. | L2P-30-240-16-001 | N/A | AC Level 2 Pedestal 30A Single | AC Level 2 Pedestal 30A Single w/RFID | EA | 3594.16 | 3522.28 | 2% | Additional 2% for 10+ Units | 42 | CONUS/OCONUS | Commercial | 7.2 | 240/208 VAC, 30A Load | 99%+ | Yes | 1 | SAE J1772 | 25 | RFID, Mobile App, and QR | Yes | Standard | Yes | N/A | No | Pedestal | ETL Certified; Complies with UL 2594, UL 2231-1, UL 2231-2, and NEC Article 625, EMC: FCC Part 15 Class A | 2-year manufacturers warranty, parts only, begins on date of installation or 60-days from the ship date from the factory, whichever occurs first. | RFID, Credit Card, EMV, QR Code, ISO 15118 (optional) | Yes - both
47QMCA22A0006 | DISTRICT FLEET, LLC | BTC Power | No - Product is undergoing FedRAMP review and will not be available for ordering through the BPAs until this process is complete and the platform this product operates on receives an ATO designation or it has been determined does not require one. Purchase this product today through GSA Advantage, but agencies will need to evaluate each product at the agency level to ensure it meets all agency-specific privacy, IT, and cyber supply chain requirements. | L2P-30-240-16-002 | N/A | AC Level 2 Pedestal 30A Single | AC Level 2 Pedestal 30A Single w/ Credit Card | EA | 3594.16 | 3522.28 | 2% | Additional 2% for 10+ Units | 42 | CONUS/OCONUS | Commercial | 7.2 | 240/208 VAC, 30A Load | 99%+ | Yes | 1 | SAE J1772 | 25 | Credit Card, Mobile App, QR Code | Yes | Standard | Yes | N/A | No | Pedestal | ETL Certified; Complies with UL 2594, UL 2231-1, UL 2231-2, and NEC Article 625, EMC: FCC Part 15 Class A | 2-year manufacturers warranty, parts only, begins on date of installation or 60-days from the ship date from the factory, whichever occurs first. | Credit Card-EMV | Yes - both
47QMCA22A0006 | DISTRICT FLEET, LLC | BTC Power | No - Product is undergoing FedRAMP review and will not be available for ordering through the BPAs until this process is complete and the platform this product operates on receives an ATO designation or it has been determined does not require one. Purchase this product today through GSA Advantage, but agencies will need to evaluate each product at the agency level to ensure it meets all agency-specific privacy, IT, and cyber supply chain requirements. | L2P-30-240-16-005 | N/A | AC Level 2 Pedestal 30A Single | AC Level 2 Pedestal 30A Single w/RFID & Credit Card | EA | 4522.32 | 4431.87 | 2% | Additional 2% for 10+ Units | 42 | CONUS/OCONUS | Commercial | 7.2 | 240/208 VAC, 30A Load | 99%+ | Yes | 1 | SAE J1772 | 25 | Credit Card, RFID, Mobile App, and QR | Yes | Standard | Yes | N/A | No | Pedestal | ETL Certified; Complies with UL 2594, UL 2231-1, UL 2231-2, and NEC Article 625, EMC: FCC Part 15 Class A | 2-year manufacturers warranty, parts only, begins on date of installation or 60-days from the ship date from the factory, whichever occurs first. | RFID, Credit Card | Yes - both
47QMCA22A0006 | DISTRICT FLEET, LLC | BTC Power | No - Product is undergoing FedRAMP review and will not be available for ordering through the BPAs until this process is complete and the platform this product operates on receives an ATO designation or it has been determined does not require one. Purchase this product today through GSA Advantage, but agencies will need to evaluate each product at the agency level to ensure it meets all agency-specific privacy, IT, and cyber supply chain requirements. | L2P-30-240-15-003 | N/A | AC Level 2 Pedestal 30A Dual | AC Level 2 Pedestal 30A Dual w/ Credit Card | EA | 4828.41 | 4731.84 | 2% | Additional 2% for 10+ Units | 42 | CONUS/OCONUS | Commercial | 7.2 | 240/208 VAC, 30A Load | 99%+ | Yes | 2 | SAE J1772 | 25 | Credit Card, RFID, Mobile App, and QR | Yes | Standard | Yes | N/A | No | Pedestal | ETL Certified; Complies with UL 2594, UL 2231-1, UL 2231-2, and NEC Article 625, EMC: FCC Part 15 Class A | 2-year manufacturers warranty, parts only, begins on date of installation or 60-days from the ship date from the factory, whichever occurs first. | Credit Card-EMV | Yes - both
47QMCA22A0006 | DISTRICT FLEET, LLC | BTC Power | No - Product is undergoing FedRAMP review and will not be available for ordering through the BPAs until this process is complete and the platform this product operates on receives an ATO designation or it has been determined does not require one. Purchase this product today through GSA Advantage, but agencies will need to evaluate each product at the agency level to ensure it meets all agency-specific privacy, IT, and cyber supply chain requirements. | L2P-40-240-15-002 | N/A | AC Level 2 Pedestal 40A Dual | AC Level 2 Pedestal 40A Dual w/ Credit Card | EA | 5075.26 | 4973.75 | 2% | Additional 2% for 10+ Units | 42 | CONUS/OCONUS | Commercial | 9.6 | 240/208 VAC, 40A Load | 99%+ | Yes | 2 | SAE J1772 | 25 | Credit Card, Mobile App, QR Code | Yes | Standard | Yes | N/A | No | Pedestal | ETL Certified; Complies with UL 2594, UL 2231-1, UL 2231-2, and NEC Article 625, EMC: FCC Part 15 Class A | 2-year manufacturers warranty, parts only, begins on date of installation or 60-days from the ship date from the factory, whichever occurs first. | Credit Card-EMV | Yes - both
47QMCA22A0006 | DISTRICT FLEET, LLC | EV Connect | No - Product is undergoing FedRAMP review and will not be available for ordering through the BPAs until this process is complete and the platform this product operates on receives an ATO designation or it has been determined does not require one. Purchase this product today through GSA Advantage, but agencies will need to evaluate each product at the agency level to ensure it meets all agency-specific privacy, IT, and cyber supply chain requirements. | EVC-CaaS-EvoPlus | N/A | EV CaaS - EvoCharge iEVSE Plus - 60 Month | EV Connect Charging as a Service charge per station: EvoCharge EVC3AC0A1E1B2. 4' Dual-Port Pedestal Mount Charging Station with 18' Cable (WiFi, 4G-LTE cellular, RFID). 60-Month Term | Mo | 213.28 | 209.01 | 2% | Additional 2% for 10+ Units | 30 | CONUS/OCONUS | Commercial | 7.68 | 32A | 99% | Y | 2 | SAE J1772 | 18 | RFID or Mobile App/QR Code via NSP | Yes | Standard | Yes | N/A | No | Pedestal | ADA/OSHA compliant; UL/cUL Listed; SAE J1772, UL 2594, UL 355, UL 2231, UL 2251, UL 60730, CSA | 3 Year (Parts) -Standard, hardware exchange program | RFID, App via Network Service Provider | Yes - both
47QMCA22A0006 | DISTRICT FLEET, LLC | EV Connect | No - Product is undergoing FedRAMP review and will not be available for ordering through the BPAs until this process is complete and the platform this product operates on receives an ATO designation or it has been determined does not require one. Purchase this product today through GSA Advantage, but agencies will need to evaluate each product at the agency level to ensure it meets all agency-specific privacy, IT, and cyber supply chain requirements. | EV CaaS - PowerCharge Energy Platinum - 60 Month | N/A | EV CaaS - PowerCharge Energy Platinum - 60 Month | EV Connect Charging as a Service charge per station: PowerCharge E20DPP-CR. Energy Platinum, 32a, Dual Pedestal Mount (Networked) with Retractor. 60-Month Term | Mo | 213.28 | 209.01 | 2% | Additional 2% for 10+ Units | 30 | CONUS/OCONUS | Commercial | 3.8kW/5.8kW/7.6kW | Adjustable: 16A/24A/32A ; 208/240VAC, Single Phase | 99%+ | Yes | 2 | SAE J1772 | 18 | RFID | Yes | Standard | Yes | N/A | No | Pedestal | UL 50/991/1449/1998/2231/2594 FCC Part 15B; FCC Part 15.225 (RFID 13.56MHz); FCC Part 15.247 (WLAN 2.4GHz); FCC Part 27 (AT&T) or FCC Part 27 (Verizon) ADA Compliant | 10 Year (Parts) -Standard, hardware exchange program | RFID, App | Voyager Currently and working on WEX
47QMCA22A0006 | DISTRICT FLEET, LLC | EV Connect | No - Product is undergoing FedRAMP review and will not be available for ordering through the BPAs until this process is complete and the platform this product operates on receives an ATO designation or it has been determined does not require one. Purchase this product today through GSA Advantage, but agencies will need to evaluate each product at the agency level to ensure it meets all agency-specific privacy, IT, and cyber supply chain requirements. | EV CaaS - PowerCharge Pro- Lightning - 60 Month | N/A | EV CaaS - PowerCharge Pro-Lightning - 60 Month | EV Connect Charging as a Service charge per station: PowerCharge PL20DPP-CR. Pro-Lightning, 32a, Dual Pedestal Mount (Networked) with Retractor. 60-Month Term | Mo | 238.95 | 234.17 | 2% | Additional 2% for 10+ Units | 30 | CONUS/OCONUS | Commercial | 3.8kW/5.8kW/7.6kW | Adjustable: 16A/24A/32A ; 208/240VAC, Single Phase | 99%+ | Yes | 2 | SAE J1772 | 18 | RFID | Yes | Standard | Yes | N/A | No | Pedestal | UL 50/991/1449/1998/2231/2594; FCC Part 15B; FCC Part 15.225 (RFID 13.56MHz); FCC Part 15.247 (WLAN 2.4GHz); FCC Part 27 (AT&T) or; FCC Part 27 (Verizon); Energy Star (#E354962);UL 354962; ADA Compliant | 12 Year (Parts) -Standard, hardware exchange program | RFID, App | Voyager Currently and working on WEX
47QMCA22A0006 | DISTRICT FLEET, LLC | Evocharge | No - Product is undergoing FedRAMP review and will not be available for ordering through the BPAs until this process is complete and the platform this product operates on receives an ATO designation or it has been determined does not require one. Purchase this product today through GSA Advantage, but agencies will need to evaluate each product at the agency level to ensure it meets all agency-specific privacy, IT, and cyber supply chain requirements. | EVC3AC0B1A1A1 | N/A | iEVSE Plus | EvoCharge Wall Mount Charging Station with Retractor and 25' Cable (WiFi, 4G-LTE cellular, RFID) | EA | 2129.2 | 2086.62 | 2% | Additional 2% for 10+ Units | 30 | CONUS/OCONUS | Commercial | 7.68 | 32A | 99% | Y | 1 | SAE J1772 | 25 | RFID or Mobile App/QR Code via NSP | Yes | Standard | Yes | N/A | No | Wall Mount | ADA/OSHA compliant; UL/cUL Listed; SAE J1772, UL 2594, UL 355, UL 2231, UL 2251, UL 60730, CSA | 3 year standard warranty on charging station and accessories. Full warranty terms & conditions: https://evocharge.com/warranty/ | RFID, App via Network Service Provider | Yes - both
47QMCA22A0006 | DISTRICT FLEET, LLC | Evocharge | No - Product is undergoing FedRAMP review and will not be available for ordering through the BPAs until this process is complete and the platform this product operates on receives an ATO designation or it has been determined does not require one. Purchase this product today through GSA Advantage, but agencies will need to evaluate each product at the agency level to ensure it meets all agency-specific privacy, IT, and cyber supply chain requirements. | EVC3AC0A1A1A3 | N/A | iEVSE Plus | EvoCharge 6' Pedestal Mount Charging Station with Retractor and 18' Cable (WiFi, 4G-LTE cellular, RFID) | EA | 3366.07 | 3298.75 | 2% | Additional 2% for 10+ Units | 30 | CONUS/OCONUS | Commercial | 7.68 | 32A | 99% | Y | 1 | SAE J1772 | 18 | RFID or Mobile App/QR Code via NSP | Yes | Standard | Yes | N/A | No | Pedestal | ADA/OSHA compliant; UL/cUL Listed; SAE J1772, UL 2594, UL 355, UL 2231, UL 2251, UL 60730, CSA | 3 year standard warranty on charging station and accessories. Full warranty terms & conditions: https://evocharge.com/warranty/ | RFID, App via Network Service Provider | Yes - both
47QMCA22A0006 | DISTRICT FLEET, LLC | Evocharge | No - Product is undergoing FedRAMP review and will not be available for ordering through the BPAs until this process is complete and the platform this product operates on receives an ATO designation or it has been determined does not require one. Purchase this product today through GSA Advantage, but agencies will need to evaluate each product at the agency level to ensure it meets all agency-specific privacy, IT, and cyber supply chain requirements. | EVC3AC0A1A1B3 | N/A | iEVSE Plus | EvoCharge 6' Dual Pedestal Mount Charging Station with Retractor and 18' Cable (WiFi) | EA | 5661.78 | 5548.54 | 2% | Additional 2% for 10+ Units | 30 | CONUS/OCONUS | Commercial | 7.68 | 32A | 99% | Y | 2 | SAE J1772 | 18 | RFID or Mobile App/QR Code via NSP | Yes | Standard | Yes | N/A | No | Wall Mount | ADA/OSHA compliant; UL/cUL Listed; SAE J1772, UL 2594, UL 355, UL 2231, UL 2251, UL 60730, CSA | 3 year standard warranty on charging station and accessories. Full warranty terms & conditions: https://evocharge.com/warranty/ | RFID, App via Network Service Provider | Yes - both
47QMCA22A0006 | DISTRICT FLEET, LLC | Evocharge | No - Product is undergoing FedRAMP review and will not be available for ordering through the BPAs until this process is complete and the platform this product operates on receives an ATO designation or it has been determined does not require one. Purchase this product today through GSA Advantage, but agencies will need to evaluate each product at the agency level to ensure it meets all agency-specific privacy, IT, and cyber supply chain requirements. | EVC3AC0B1A1A1-EW | N/A | iEVSE Plus | EvoCharge Wall Mount Charging Station with Retractor and 25' Cable (WiFi, 4G-LTE cellular, RFID), 5 yr warranty | EA | 2843.53 | 2786.66 | 2% | Additional 2% for 10+ Units | 30 | CONUS/OCONUS | Commercial | 7.68 | 32A | 99% | Y | 1 | SAE J1772 | 25 | RFID or Mobile App/QR Code via NSP | Yes | Standard | Yes | N/A | No | Wall Mount | ADA/OSHA compliant; UL/cUL Listed; SAE J1772, UL 2594, UL 355, UL 2231, UL 2251, UL 60730, CSA | 5 year extended warranty on charging station and accessories. Full warranty terms & conditions: https://evocharge.com/warranty/ | RFID, App via Network Service Provider | Yes - both
47QMCA22A0006 | DISTRICT FLEET, LLC | Evocharge | No - Product is undergoing FedRAMP review and will not be available for ordering through the BPAs until this process is complete and the platform this product operates on receives an ATO designation or it has been determined does not require one. Purchase this product today through GSA Advantage, but agencies will need to evaluate each product at the agency level to ensure it meets all agency-specific privacy, IT, and cyber supply chain requirements. | EVC3AC0A1A1A3-EW | N/A | iEVSE Plus | EvoCharge 6' Pedestal Mount Charging Station with Retractor and 18' Cable (WiFi, 4G-LTE cellular, RFID), 5 yr warranty | EA | 3984.97 | 3905.27 | 2% | Additional 2% for 10+ Units | 30 | CONUS/OCONUS | Commercial | 7.68 | 32A | 99% | Y | 1 | SAE J1772 | 18 | RFID or Mobile App/QR Code via NSP | Yes | Standard | Yes | N/A | No | Pedestal | ADA/OSHA compliant; UL/cUL Listed; SAE J1772, UL 2594, UL 355, UL 2231, UL 2251, UL 60730, CSA | 5 year extended warranty on charging station and accessories. Full warranty terms & conditions: https://evocharge.com/warranty/ | RFID, App via Network Service Provider | Yes - both
47QMCA22A0006 | DISTRICT FLEET, LLC | Evocharge | No - Product is undergoing FedRAMP review and will not be available for ordering through the BPAs until this process is complete and the platform this product operates on receives an ATO designation or it has been determined does not require one. Purchase this product today through GSA Advantage, but agencies will need to evaluate each product at the agency level to ensure it meets all agency-specific privacy, IT, and cyber supply chain requirements. | EVC3AC0A1A1B3-EW | N/A | iEVSE Plus | EvoCharge 6' Dual Pedestal Mount Charging Station with Retractor and 18' Cable (WiFi), 5 yr warranty | EA | 6715.14 | 6580.84 | 2% | Additional 2% for 10+ Units | 30 | CONUS/OCONUS | Commercial | 7.68 | 32A | 99% | Y | 2 | SAE J1772 | 18 | RFID or Mobile App/QR Code via NSP | Yes | Standard | Yes | N/A | No | Pedestal | ADA/OSHA compliant; UL/cUL Listed; SAE J1772, UL 2594, UL 355, UL 2231, UL 2251, UL 60730, CSA | 5 year extended warranty on charging station and accessories. Full warranty terms & conditions: https://evocharge.com/warranty/ | RFID, App via Network Service Provider | Yes - both
47QMCA22A0006 | DISTRICT FLEET, LLC | GARAGE JUICE BAR LLC | No - Product is undergoing FedRAMP review and will not be available for ordering through the BPAs until this process is complete and the platform this product operates on receives an ATO designation or it has been determined does not require one. Purchase this product today through GSA Advantage, but agencies will need to evaluate each product at the agency level to ensure it meets all agency-specific privacy, IT, and cyber supply chain requirements. | JB3.0-321-W | N/A | JB3.0 Single Unit 32 Amp | Juice Bar Single Commercial Grade 32A Network-Ready OCPP 1.6J Electric Vehicle Charger with (1) level 2 J1772 connector, cellular 4G LTE connectivity, Wall Mount, and Cord Management System. Heavy duty enclosure, easy access for installation & maintenance, upgradeable. 18 ft. cord. LED Indicator lights and RFID capabilities. OCPP - open standards based solution, Highest level of choice to site hosts, offer free or set rules and fees for charging, remotely monitor stations from central dashboard, Mobile App with many features, load management capabilities. Note: Software licensing fees apply. 3 year parts limited warranty on charging component, cord and connector. 1 year on all otherparts. ETL listed. | EA | 4838.29 | 4741.52 | 2% | Additional 2% for 10+ Units | 30 | CONUS/OCONUS | Commercial | 7.7 kW 6.6 kW | 240VAC 208VAC | 99%+ | Yes | 1 | SAE J1772 | 18 | RFID, Mobile App, and QR | Yes | Standard | Yes | N/A | Yes | Wall | UL 2231-1, UL 2231-2 and UL 2594, NFPA, CSA, NEC, and SAE | 3 year parts limited warranty on charging component, cord and connector. 1 year on all other parts | RFID & APP | Voyager Currently and working on WEX
47QMCA22A0006 | DISTRICT FLEET, LLC | GARAGE JUICE BAR LLC | No - Product is undergoing FedRAMP review and will not be available for ordering through the BPAs until this process is complete and the platform this product operates on receives an ATO designation or it has been determined does not require one. Purchase this product today through GSA Advantage, but agencies will need to evaluate each product at the agency level to ensure it meets all agency-specific privacy, IT, and cyber supply chain requirements. | JB3.0-321-P | N/A | JB3.0 Single Unit 32 Amp | Juice Bar Single Commercial Grade 32A Network-Ready OCPP 1.6J Electric Vehicle Charger with (1) level 2 J1772 connector, cellular 4G LTE connectivity, Pedestal Mount, and Cord Management System. Heavy duty enclosure, easy access for installation & maintenance, upgradeable. 18 ft. cord. LED Indicator lights and RFID capabilities. OCPP - open standards based solution, Highest level of choice to site hosts, offer free or set rules and fees for charging, remotely monitor stations from central dashboard, Mobile App with many features, load management capabilities. Note: Software licensing fees apply. 3 year parts limited warranty on charging component, cord and connector. 1 year on all otherparts. ETL listed. | EA | 4838.29 | 4741.52 | 2% | Additional 2% for 10+ Units | 30 | CONUS/OCONUS | Commercial | 7.7 kW 6.6 kW | 240VAC 208VAC | 99%+ | Yes | 1 | SAE J1772 | 18 | RFID, Mobile App, and QR | Yes | Standard | Yes | N/A | Yes | Pedestal | UL 2231-1, UL 2231-2 and UL 2594, NFPA, CSA, NEC, and SAE | 3 year parts limited warranty on charging component, cord and connector. 1 year on all other parts | RFID & APP | Voyager Currently and working on WEX
47QMCA22A0006 | DISTRICT FLEET, LLC | GARAGE JUICE BAR LLC | No - Product is undergoing FedRAMP review and will not be available for ordering through the BPAs until this process is complete and the platform this product operates on receives an ATO designation or it has been determined does not require one. Purchase this product today through GSA Advantage, but agencies will need to evaluate each product at the agency level to ensure it meets all agency-specific privacy, IT, and cyber supply chain requirements. | JB3.0-322-W | N/A | JB3.0 Dual Unit 32 Amp | Juice Bar Dual Receptacle Commercial Grade 32A Network-Ready OCPP 1.6J Electric Vehicle Charger with (2) level 2 J1772 connectors, cellular 4G LTE connectivity, Wall Mount, and Cord Management System. Heavy duty enclosure, easy access for installation & maintenance, upgradeable. 18 ft. cords. LED Indicator lights and RFID capabilities. OCPP - open standards based solution, Highest level of choice to site hosts, offers free or set rules and fees for charging, remotely monitor stations from central dashboard, Mobile App with many features, load management capabilities. Note: Software licensing fees apply. 3 year parts limited warranty on charging component, cord and connector. 1 year on all otherparts. ETL listed. | EA | 5134.51 | 5031.82 | 2% | Additional 2% for 10+ Units | 30 | CONUS/OCONUS | Commercial | 7.7 kW 6.6 kW | 240VAC 208VAC | 99%+ | Yes | 2 | SAE J1772 | 18 | RFID, Mobile App, and QR | Yes | Standard | Yes | N/A | Yes | Wall | UL 2231-1, UL 2231-2 and UL 2594, NFPA, CSA, NEC, and SAE | 3 year parts limited warranty on charging component, cord and connector. 1 year on all other parts | RFID & APP | Voyager Currently and working on WEX
47QMCA22A0006 | DISTRICT FLEET, LLC | GARAGE JUICE BAR LLC | No - Product is undergoing FedRAMP review and will not be available for ordering through the BPAs until this process is complete and the platform this product operates on receives an ATO designation or it has been determined does not require one. Purchase this product today through GSA Advantage, but agencies will need to evaluate each product at the agency level to ensure it meets all agency-specific privacy, IT, and cyber supply chain requirements. | JB3.0-322-P | N/A | JB3.0 Dual Unit 32 Amp | Juice Bar Dual Receptacle Commercial Grade 32A Network-Ready OCPP 1.6J Electric Vehicle Charger with (2) level 2 J1772 connectors, cellular 4G LTE connectivity, Pedestal Mount, and Cord Management System. Heavy duty enclosure, easy access for installation & maintenance, upgradeable. 18 ft. cords. LED Indicator lights and RFID capabilities. OCPP - open standards based solution, Highest level of choice to site hosts, offers free or set rules and fees for charging, remotely monitor stations from central dashboard, Mobile App with many features, load management capabilities. Note: Software licensing fees apply. 3 year parts limited warranty on charging component, cord and connector. 1 year on all otherparts. ETL listed. | EA | 5134.51 | 5031.82 | 2% | Additional 2% for 10+ Units | 30 | CONUS/OCONUS | Commercial | 7.7 kW 6.6 kW | 240VAC 208VAC | 99%+ | Yes | 2 | SAE J1772 | 18 | RFID, Mobile App, and QR | Yes | Standard | Yes | N/A | Yes | Pedestal | UL 2231-1, UL 2231-2 and UL 2594, NFPA, CSA, NEC, and SAE | 3 year parts limited warranty on charging component, cord and connector. 1 year on all other parts | RFID & APP | Voyager Currently and working on WEX
47QMCA22A0006 | DISTRICT FLEET, LLC | GARAGE JUICE BAR LLC | No - Product is undergoing FedRAMP review and will not be available for ordering through the BPAs until this process is complete and the platform this product operates on receives an ATO designation or it has been determined does not require one. Purchase this product today through GSA Advantage, but agencies will need to evaluate each product at the agency level to ensure it meets all agency-specific privacy, IT, and cyber supply chain requirements. | JB3.0-401-W | N/A | JB3.0 Single Unit 40 Amp | Juice Bar Single Commercial Grade 40A Network-Ready OCPP 1.6J Electric Vehicle Charger with (1) level 2 J1772 connector, cellular 4G LTE connectivity, Wall Mount, and Cord Management System. Heavy duty enclosure, easy access for installation & maintenance, upgradeable. 18 ft. cord. LED Indicator lights and RFID capabilities. OCPP - open standards based solution, Highest level of choice to site hosts, offer free or set rules and fees for charging, remotely monitor stations from central dashboard, Mobile App with many features, load management capabilities. Note: Software licensing fees apply. 3 year parts limited warranty on charging component, cord and connector. 1 year on all otherparts. ETL listed. | EA | 5529.47 | 5418.88 | 2% | Additional 2% for 10+ Units | 30 | CONUS/OCONUS | Commercial | 9.6 kW 8.3 kW | 240VAC 208VAC | 99%+ | Yes | 1 | SAE J1772 | 18 | RFID, Mobile App, and QR | Yes | Standard | Yes | N/A | Yes | Wall | UL 2231-1, UL 2231-2 and UL 2594, NFPA, CSA, NEC, and SAE | 3 year parts limited warranty on charging component, cord and connector. 1 year on all other parts | RFID & APP | Voyager Currently and working on WEX
47QMCA22A0006 | DISTRICT FLEET, LLC | GARAGE JUICE BAR LLC | No - Product is undergoing FedRAMP review and will not be available for ordering through the BPAs until this process is complete and the platform this product operates on receives an ATO designation or it has been determined does not require one. Purchase this product today through GSA Advantage, but agencies will need to evaluate each product at the agency level to ensure it meets all agency-specific privacy, IT, and cyber supply chain requirements. | JB3.0-401-P | N/A | JB3.0 Single Unit 40 Amp | Juice Bar Single Commercial Grade 40A Network-Ready OCPP 1.6J Electric Vehicle Charger with (1) level 2 J1772 connector, cellular 4G LTE connectivity, Pedestal Mount, and Cord Management System. Heavy duty enclosure, easy access for installation & maintenance, upgradeable. 18 ft. cord. LED Indicator lights and RFID capabilities. OCPP - open standards based solution, Highest level of choice to site hosts, offer free or set rules and fees for charging, remotely monitor stations from central dashboard, Mobile App with many features, load management capabilities. Note: Software licensing fees apply. 3 year parts limited warranty on charging component, cord and connector. 1 year on all otherparts. ETL listed. | EA | 5529.47 | 5418.88 | 2% | Additional 2% for 10+ Units | 30 | CONUS/OCONUS | Commercial | 9.6 kW 8.3 kW | 240VAC 208VAC | 99%+ | Yes | 1 | SAE J1772 | 18 | RFID, Mobile App, and QR | Yes | Standard | Yes | N/A | Yes | Pedestal | UL 2231-1, UL 2231-2 and UL 2594, NFPA, CSA, NEC, and SAE | 3 year parts limited warranty on charging component, cord and connector. 1 year on all other parts | RFID & APP | Voyager Currently and working on WEX
47QMCA22A0006 | DISTRICT FLEET, LLC | GARAGE JUICE BAR LLC | No - Product is undergoing FedRAMP review and will not be available for ordering through the BPAs until this process is complete and the platform this product operates on receives an ATO designation or it has been determined does not require one. Purchase this product today through GSA Advantage, but agencies will need to evaluate each product at the agency level to ensure it meets all agency-specific privacy, IT, and cyber supply chain requirements. | JB3.0-402-W | N/A | JB3.0 Dual Unit 40 Amp | Juice Bar Dual Receptacle Commercial Grade 40A Network-Ready OCPP 1.6J Electric Vehicle Charger with (2) level 2 J1772 connectors, cellular 4G LTE connectivity, Wall Mount, and Cord Management System. Heavy duty enclosure, easy access for installation & maintenance, upgradeable. 18 ft. cords. LED Indicator lights and RFID capabilities. OCPP - open standards based solution, Highest level of choice to site hosts, offers free or set rules and fees for charging, remotely monitor stations from central dashboard, Mobile App with many features, load management capabilities. Note: Software licensing fees apply. 3 year parts limited warranty on charging component, cord and connector. 1 year on all otherparts. ETL listed. | EA | 6238.43 | 6113.66 | 2% | Additional 2% for 10+ Units | 30 | CONUS/OCONUS | Commercial | 9.6 kW 8.3 kW | 240VAC 208VAC | 99%+ | Yes | 2 | SAE J1772 | 18 | RFID, Mobile App, and QR | Yes | Standard | Yes | N/A | Yes | Wall | UL 2231-1, UL 2231-2 and UL 2594, NFPA, CSA, NEC, and SAE | 3 year parts limited warranty on charging component, cord and connector. 1 year on all other parts | RFID & APP | Voyager Currently and working on WEX
47QMCA22A0006 | DISTRICT FLEET, LLC | GARAGE JUICE BAR LLC | No - Product is undergoing FedRAMP review and will not be available for ordering through the BPAs until this process is complete and the platform this product operates on receives an ATO designation or it has been determined does not require one. Purchase this product today through GSA Advantage, but agencies will need to evaluate each product at the agency level to ensure it meets all agency-specific privacy, IT, and cyber supply chain requirements. | JB3.0-402-P | N/A | JB3.0 Dual Unit 40 Amp | Juice Bar Dual Receptacle Commercial Grade 40A Network-Ready OCPP 1.6J Electric Vehicle Charger with (2) level 2 J1772 connectors, cellular 4G LTE connectivity, Pedestal Mount, and Cord Management System. Heavy duty enclosure, easy access for installation & maintenance, upgradeable. 18 ft. cords. LED Indicator lights and RFID capabilities. OCPP - open standards based solution, Highest level of choice to site hosts, offers free or set rules and fees for charging, remotely monitor stations from central dashboard, Mobile App with many features, load management capabilities. Note: Software licensing fees apply. 3 year parts limited warranty on charging component, cord and connector. 1 year on all otherparts. ETL listed. | EA | 6238.43 | 6113.66 | 2% | Additional 2% for 10+ Units | 30 | CONUS/OCONUS | Commercial | 9.6 kW 8.3 kW | 240VAC 208VAC | 99%+ | Yes | 2 | SAE J1772 | 18 | RFID, Mobile App, and QR | Yes | Standard | Yes | N/A | Yes | Pedestal | UL 2231-1, UL 2231-2 and UL 2594, NFPA, CSA, NEC, and SAE | 3 year parts limited warranty on charging component, cord and connector. 1 year on all other parts | RFID & APP | Voyager Currently and working on WEX
47QMCA22A0006 | DISTRICT FLEET, LLC | GARAGE JUICE BAR LLC | No - Product is undergoing FedRAMP review and will not be available for ordering through the BPAs until this process is complete and the platform this product operates on receives an ATO designation or it has been determined does not require one. Purchase this product today through GSA Advantage, but agencies will need to evaluate each product at the agency level to ensure it meets all agency-specific privacy, IT, and cyber supply chain requirements. | JB3.0-481-W | N/A | JB3.0 Single Unit 48 Amp | Juice Bar Single Commercial Grade 48A Network-Ready OCPP 1.6J Electric Vehicle Charger with (1) level 2 J1772 connector, cellular 4G LTE connectivity, Wall Mount, and Cord Management System. Heavy duty enclosure, easy access for installation & maintenance, upgradeable. 18 ft. cord. LED Indicator lights and RFID capabilities. OCPP - open standards based solution, Highest level of choice to site hosts, offer free or set rules and fees for charging, remotely monitor stations from central dashboard, Mobile App with many features, load management capabilities. Note: Software licensing fees apply. 3 year parts limited warranty on charging component, cord and connector. 1 year on all otherparts. ETL listed. | EA | 6023.17 | 5902.71 | 2% | Additional 2% for 10+ Units | 30 | CONUS/OCONUS | Commercial | 11.5 kW 10 kW | 240VAC 208VAC | 99%+ | Yes | 1 | SAE J1772 | 18 | RFID, Mobile App, and QR | Yes | Standard | Yes | N/A | Yes | Wall | UL 2231-1, UL 2231-2 and UL 2594, NFPA, CSA, NEC, and SAE | 3 year parts limited warranty on charging component, cord and connector. 1 year on all other parts | RFID & APP | Voyager Currently and working on WEX
47QMCA22A0006 | DISTRICT FLEET, LLC | GARAGE JUICE BAR LLC | No - Product is undergoing FedRAMP review and will not be available for ordering through the BPAs until this process is complete and the platform this product operates on receives an ATO designation or it has been determined does not require one. Purchase this product today through GSA Advantage, but agencies will need to evaluate each product at the agency level to ensure it meets all agency-specific privacy, IT, and cyber supply chain requirements. | JB3.0-481-P | N/A | JB3.0 Single Unit 48 Amp | Juice Bar Single Commercial Grade 48A Network-Ready OCPP 1.6J Electric Vehicle Charger with (1) level 2 J1772 connector, cellular 4G LTE connectivity, Pedestal Mount, and Cord Management System. Heavy duty enclosure, easy access for installation & maintenance, upgradeable. 18 ft. cord. LED Indicator lights and RFID capabilities. OCPP - open standards based solution, Highest level of choice to site hosts, offer free or set rules and fees for charging, remotely monitor stations from central dashboard, Mobile App with many features, load management capabilities. Note: Software licensing fees apply. 3 year parts limited warranty on charging component, cord and connector. 1 year on all otherparts. ETL listed. | EA | 6023.17 | 5902.71 | 2% | Additional 2% for 10+ Units | 30 | CONUS/OCONUS | Commercial | 11.5 kW 10 kW | 240VAC 208VAC | 99%+ | Yes | 1 | SAE J1772 | 18 | RFID, Mobile App, and QR | Yes | Standard | Yes | N/A | Yes | Pedestal | UL 2231-1, UL 2231-2 and UL 2594, NFPA, CSA, NEC, and SAE | 3 year parts limited warranty on charging component, cord and connector. 1 year on all other parts | RFID & APP | Voyager Currently and working on WEX
47QMCA22A0006 | DISTRICT FLEET, LLC | GARAGE JUICE BAR LLC | No - Product is undergoing FedRAMP review and will not be available for ordering through the BPAs until this process is complete and the platform this product operates on receives an ATO designation or it has been determined does not require one. Purchase this product today through GSA Advantage, but agencies will need to evaluate each product at the agency level to ensure it meets all agency-specific privacy, IT, and cyber supply chain requirements. | JB3.0-482-W | N/A | JB3.0 Dual Unit 48 Amp | Juice Bar Dual Receptacle Commercial Grade 48A Network-Ready OCPP 1.6J Electric Vehicle Charger with (2) level 2 J1772 connectors, cellular 4G LTE connectivity, Wall Mount, and Cord Management System. Heavy duty enclosure, easy access for installation & maintenance, upgradeable. 18 ft. cords. LED Indicator lights and RFID capabilities. OCPP - open standards based solution, Highest level of choice to site hosts, offers free or set rules and fees for charging, remotely monitor stations from central dashboard, Mobile App with many features, load management capabilities. Note: Software licensing fees apply. 3 year parts limited warranty on charging component, cord and connector. 1 year on all otherparts. ETL listed. | EA | 6732.13 | 6597.49 | 2% | Additional 2% for 10+ Units | 30 | CONUS/OCONUS | Commercial | 11.5 kW 10 kW | 240VAC 208VAC | 99%+ | Yes | 2 | SAE J1772 | 18 | RFID, Mobile App, and QR | Yes | Standard | Yes | N/A | Yes | Wall | UL 2231-1, UL 2231-2 and UL 2594, NFPA, CSA, NEC, and SAE | 3 year parts limited warranty on charging component, cord and connector. 1 year on all other parts | RFID & APP | Voyager Currently and working on WEX
47QMCA22A0006 | DISTRICT FLEET, LLC | GARAGE JUICE BAR LLC | No - Product is undergoing FedRAMP review and will not be available for ordering through the BPAs until this process is complete and the platform this product operates on receives an ATO designation or it has been determined does not require one. Purchase this product today through GSA Advantage, but agencies will need to evaluate each product at the agency level to ensure it meets all agency-specific privacy, IT, and cyber supply chain requirements. | JB3.0-482-P | N/A | JB3.0 Dual Unit 48 Amp | Juice Bar Dual Receptacle Commercial Grade 48A Network-Ready OCPP 1.6J Electric Vehicle Charger with (2) level 2 J1772 connectors, cellular 4G LTE connectivity, Pedestal Mount, and Cord Management System. Heavy duty enclosure, easy access for installation & maintenance, upgradeable. 18 ft. cords. LED Indicator lights and RFID capabilities. OCPP - open standards based solution, Highest level of choice to site hosts, offers free or set rules and fees for charging, remotely monitor stations from central dashboard, Mobile App with many features, load management capabilities. Note: Software licensing fees apply. 3 year parts limited warranty on charging component, cord and connector. 1 year on all otherparts. ETL listed. | EA | 6732.13 | 6597.49 | 2% | Additional 2% for 10+ Units | 30 | CONUS/OCONUS | Commercial | 11.5 kW 10 kW | 240VAC 208VAC | 99%+ | Yes | 2 | SAE J1772 | 18 | RFID, Mobile App, and QR | Yes | Standard | Yes | N/A | Yes | Pedestal | UL 2231-1, UL 2231-2 and UL 2594, NFPA, CSA, NEC, and SAE | 3 year parts limited warranty on charging component, cord and connector. 1 year on all other parts | RFID & APP | Voyager Currently and working on WEX
47QMCA22A0006 | DISTRICT FLEET, LLC | PowerCharge | No - Product is undergoing FedRAMP review and will not be available for ordering through the BPAs until this process is complete and the platform this product operates on receives an ATO designation or it has been determined does not require one. Purchase this product today through GSA Advantage, but agencies will need to evaluate each product at the agency level to ensure it meets all agency-specific privacy, IT, and cyber supply chain requirements. | E20SWP | N/A | PC-Energy | Energy Platinum, 32a, Single Wall Mount (Networked) | EA | 1420.88 | 1392.46 | 2% | Additional 2% for 10+ Units | 30 | CONUS/OCONUS | Commercial | 3.8kW/5.8kW/7.6kW | Adjustable: 16A/24A/32A ; 208/240VAC, Single Phase | 99%+ | Yes | 1 | SAE J1772 | 18 | RFID | Yes | Standard | Yes | N/A | No | Wall Mount | UL 50/991/1449/1998/2231/2594 FCC Part 15B; FCC Part 15.225 (RFID 13.56MHz); FCC Part 15.247 (WLAN 2.4GHz); FCC Part 27 (AT&T) or FCC Part 27 (Verizon) ADA Compliant | 3 Year (Parts) -Standard, hardware exchange program | RFID, App | Voyager Currently and working on WEX
47QMCA22A0006 | DISTRICT FLEET, LLC | PowerCharge | No - Product is undergoing FedRAMP review and will not be available for ordering through the BPAs until this process is complete and the platform this product operates on receives an ATO designation or it has been determined does not require one. Purchase this product today through GSA Advantage, but agencies will need to evaluate each product at the agency level to ensure it meets all agency-specific privacy, IT, and cyber supply chain requirements. | E20SWP-CR | N/A | PC-Energy | Energy Platinum, 32a, Single Wall Mount (Networked) with Retractor | EA | 1736.85 | 1702.11 | 2% | Additional 2% for 10+ Units | 30 | CONUS/OCONUS | Commercial | 3.8kW/5.8kW/7.6kW | Adjustable: 16A/24A/32A ; 208/240VAC, Single Phase | 99%+ | Yes | 1 | SAE J1772 | 18 | RFID | Yes | Standard | Yes | N/A | No | Wall Mount | UL 50/991/1449/1998/2231/2594 FCC Part 15B; FCC Part 15.225 (RFID 13.56MHz); FCC Part 15.247 (WLAN 2.4GHz); FCC Part 27 (AT&T) or FCC Part 27 (Verizon) ADA Compliant | 4 Year (Parts) -Standard, hardware exchange program | RFID, App | Voyager Currently and working on WEX
47QMCA22A0006 | DISTRICT FLEET, LLC | PowerCharge | No - Product is undergoing FedRAMP review and will not be available for ordering through the BPAs until this process is complete and the platform this product operates on receives an ATO designation or it has been determined does not require one. Purchase this product today through GSA Advantage, but agencies will need to evaluate each product at the agency level to ensure it meets all agency-specific privacy, IT, and cyber supply chain requirements. | E20DWP | N/A | PC-Energy | Energy Platinum, 32a, Dual Wall Mount (Networked) | EA | 2941.48 | 2882.65 | 2% | Additional 2% for 10+ Units | 30 | CONUS/OCONUS | Commercial | 3.8kW/5.8kW/7.6kW | Adjustable: 16A/24A/32A ; 208/240VAC, Single Phase | 99%+ | Yes | 2 | SAE J1772 | 18 | RFID | Yes | Standard | Yes | N/A | No | Wall Mount | UL 50/991/1449/1998/2231/2594 FCC Part 15B; FCC Part 15.225 (RFID 13.56MHz); FCC Part 15.247 (WLAN 2.4GHz); FCC Part 27 (AT&T) or FCC Part 27 (Verizon) ADA Compliant | 5 Year (Parts) -Standard, hardware exchange program | RFID, App | Voyager Currently and working on WEX
47QMCA22A0006 | DISTRICT FLEET, LLC | PowerCharge | No - Product is undergoing FedRAMP review and will not be available for ordering through the BPAs until this process is complete and the platform this product operates on receives an ATO designation or it has been determined does not require one. Purchase this product today through GSA Advantage, but agencies will need to evaluate each product at the agency level to ensure it meets all agency-specific privacy, IT, and cyber supply chain requirements. | E20DWP-CR | N/A | PC-Energy | Energy Platinum, 32a, Dual Wall Mount (Networked) with Retractor | EA | 3454.93 | 3385.83 | 2% | Additional 2% for 10+ Units | 30 | CONUS/OCONUS | Commercial | 3.8kW/5.8kW/7.6kW | Adjustable: 16A/24A/32A ; 208/240VAC, Single Phase | 99%+ | Yes | 2 | SAE J1772 | 18 | RFID | Yes | Standard | Yes | N/A | No | Wall Mount | UL 50/991/1449/1998/2231/2594 FCC Part 15B; FCC Part 15.225 (RFID 13.56MHz); FCC Part 15.247 (WLAN 2.4GHz); FCC Part 27 (AT&T) or FCC Part 27 (Verizon) ADA Compliant | 6 Year (Parts) -Standard, hardware exchange program | RFID, App | Voyager Currently and working on WEX
47QMCA22A0006 | DISTRICT FLEET, LLC | PowerCharge | No - Product is undergoing FedRAMP review and will not be available for ordering through the BPAs until this process is complete and the platform this product operates on receives an ATO designation or it has been determined does not require one. Purchase this product today through GSA Advantage, but agencies will need to evaluate each product at the agency level to ensure it meets all agency-specific privacy, IT, and cyber supply chain requirements. | E20SPP | N/A | PC-Energy | Energy Platinum, 32a, Single Pedestal Mount (Networked) | EA | 2072.56 | 2031.11 | 2% | Additional 2% for 10+ Units | 30 | CONUS/OCONUS | Commercial | 3.8kW/5.8kW/7.6kW | Adjustable: 16A/24A/32A ; 208/240VAC, Single Phase | 99%+ | Yes | 1 | SAE J1772 | 18 | RFID | Yes | Standard | Yes | N/A | No | Pedestal | UL 50/991/1449/1998/2231/2594 FCC Part 15B; FCC Part 15.225 (RFID 13.56MHz); FCC Part 15.247 (WLAN 2.4GHz); FCC Part 27 (AT&T) or FCC Part 27 (Verizon) ADA Compliant | 7 Year (Parts) -Standard, hardware exchange program | RFID, App | Voyager Currently and working on WEX
47QMCA22A0006 | DISTRICT FLEET, LLC | PowerCharge | No - Product is undergoing FedRAMP review and will not be available for ordering through the BPAs until this process is complete and the platform this product operates on receives an ATO designation or it has been determined does not require one. Purchase this product today through GSA Advantage, but agencies will need to evaluate each product at the agency level to ensure it meets all agency-specific privacy, IT, and cyber supply chain requirements. | E20SPP-CR | N/A | PC-Energy | Energy Platinum, 32a, Single Pedestal Mount (Networked) with Retractor | EA | 2511.96 | 2461.72 | 2% | Additional 2% for 10+ Units | 30 | CONUS/OCONUS | Commercial | 3.8kW/5.8kW/7.6kW | Adjustable: 16A/24A/32A ; 208/240VAC, Single Phase | 99%+ | Yes | 1 | SAE J1772 | 18 | RFID | Yes | Standard | Yes | N/A | No | Pedestal | UL 50/991/1449/1998/2231/2594 FCC Part 15B; FCC Part 15.225 (RFID 13.56MHz); FCC Part 15.247 (WLAN 2.4GHz); FCC Part 27 (AT&T) or FCC Part 27 (Verizon) ADA Compliant | 8 Year (Parts) -Standard, hardware exchange program | RFID, App | Voyager Currently and working on WEX
47QMCA22A0006 | DISTRICT FLEET, LLC | PowerCharge | No - Product is undergoing FedRAMP review and will not be available for ordering through the BPAs until this process is complete and the platform this product operates on receives an ATO designation or it has been determined does not require one. Purchase this product today through GSA Advantage, but agencies will need to evaluate each product at the agency level to ensure it meets all agency-specific privacy, IT, and cyber supply chain requirements. | E20DPP | N/A | PC-Energy | Energy Platinum, 32a, Dual Pedestal Mount (Networked) | EA | 3494.43 | 3424.54 | 2% | Additional 2% for 10+ Units | 30 | CONUS/OCONUS | Commercial | 3.8kW/5.8kW/7.6kW | Adjustable: 16A/24A/32A ; 208/240VAC, Single Phase | 99%+ | Yes | 2 | SAE J1772 | 18 | RFID | Yes | Standard | Yes | N/A | No | Pedestal | UL 50/991/1449/1998/2231/2594 FCC Part 15B; FCC Part 15.225 (RFID 13.56MHz); FCC Part 15.247 (WLAN 2.4GHz); FCC Part 27 (AT&T) or FCC Part 27 (Verizon) ADA Compliant | 9 Year (Parts) -Standard, hardware exchange program | RFID, App | Voyager Currently and working on WEX
47QMCA22A0006 | DISTRICT FLEET, LLC | PowerCharge | No - Product is undergoing FedRAMP review and will not be available for ordering through the BPAs until this process is complete and the platform this product operates on receives an ATO designation or it has been determined does not require one. Purchase this product today through GSA Advantage, but agencies will need to evaluate each product at the agency level to ensure it meets all agency-specific privacy, IT, and cyber supply chain requirements. | E20DPP-CR | N/A | PC-Energy | Energy Platinum, 32a, Dual Pedestal Mount (Networked) with Retractor | EA | 4131.3 | 4048.67 | 2% | Additional 2% for 10+ Units | 30 | CONUS/OCONUS | Commercial | 3.8kW/5.8kW/7.6kW | Adjustable: 16A/24A/32A ; 208/240VAC, Single Phase | 99%+ | Yes | 2 | SAE J1772 | 18 | RFID | Yes | Standard | Yes | N/A | No | Pedestal | UL 50/991/1449/1998/2231/2594 FCC Part 15B; FCC Part 15.225 (RFID 13.56MHz); FCC Part 15.247 (WLAN 2.4GHz); FCC Part 27 (AT&T) or FCC Part 27 (Verizon) ADA Compliant | 10 Year (Parts) -Standard, hardware exchange program | RFID, App | Voyager Currently and working on WEX
47QMCA22A0006 | DISTRICT FLEET, LLC | PowerCharge | No - Product is undergoing FedRAMP review and will not be available for ordering through the BPAs until this process is complete and the platform this product operates on receives an ATO designation or it has been determined does not require one. Purchase this product today through GSA Advantage, but agencies will need to evaluate each product at the agency level to ensure it meets all agency-specific privacy, IT, and cyber supply chain requirements. | PL20DPP | N/A | PC-Energy | Pro-Lightning, 32a Dual Pedestal Mount (Networked) | EA | 4713.87 | 4619.59 | 2% | Additional 2% for 10+ Units | 30 | CONUS/OCONUS | Commercial | 3.8kW/5.8kW/7.6kW | Adjustable: 16A/24A/32A ; 208/240VAC, Single Phase | 99%+ | Yes | 2 | SAE J1772 | 18 | RFID | Yes | Standard | Yes | N/A | No | Pedestal | UL 50/991/1449/1998/2231/2594; FCC Part 15B; FCC Part 15.225 (RFID 13.56MHz); FCC Part 15.247 (WLAN 2.4GHz); FCC Part 27 (AT&T) or; FCC Part 27 (Verizon); Energy Star (#E354962);UL 354962; ADA Compliant | 11 Year (Parts) -Standard, hardware exchange program | RFID, App | Voyager Currently and working on WEX
47QMCA22A0006 | DISTRICT FLEET, LLC | PowerCharge | No - Product is undergoing FedRAMP review and will not be available for ordering through the BPAs until this process is complete and the platform this product operates on receives an ATO designation or it has been determined does not require one. Purchase this product today through GSA Advantage, but agencies will need to evaluate each product at the agency level to ensure it meets all agency-specific privacy, IT, and cyber supply chain requirements. | PL20DPP-CR | N/A | PC-Energy | Pro-Lightning, 32a, Dual Pedestal Mount (Networked) with Retractor | EA | 5493.92 | 5384.04 | 2% | Additional 2% for 10+ Units | 30 | CONUS/OCONUS | Commercial | 3.8kW/5.8kW/7.6kW | Adjustable: 16A/24A/32A ; 208/240VAC, Single Phase | 99%+ | Yes | 2 | SAE J1772 | 18 | RFID | Yes | Standard | Yes | N/A | No | Pedestal | UL 50/991/1449/1998/2231/2594; FCC Part 15B; FCC Part 15.225 (RFID 13.56MHz); FCC Part 15.247 (WLAN 2.4GHz); FCC Part 27 (AT&T) or; FCC Part 27 (Verizon); Energy Star (#E354962);UL 354962; ADA Compliant | 12 Year (Parts) -Standard, hardware exchange program | RFID, App | Voyager Currently and working on WEX
47QMCA22A0006 | DISTRICT FLEET, LLC | PowerCharge | No - Product is undergoing FedRAMP review and will not be available for ordering through the BPAs until this process is complete and the platform this product operates on receives an ATO designation or it has been determined does not require one. Purchase this product today through GSA Advantage, but agencies will need to evaluate each product at the agency level to ensure it meets all agency-specific privacy, IT, and cyber supply chain requirements. | E35SWP | N/A | PC-Energy | Energy Platinum 40 amp Single Wall Mount (Networked) | EA | 1623.29 | 1590.82 | 2% | Additional 2% for 10+ Units | 30 | CONUS/OCONUS | Commercial | 3.8kW/5.8kW/7.6kW/ 96. kW | 208-240 VAC, 40 A | 99%+ | Yes | 1 | SAE J1772 | 18 | RFID | Yes | Standard | Yes | N/A | No | Wall Mount | UL 50/991/1449/1998/2231/2594; FCC Part 15B; FCC Part 15.225 (RFID 13.56MHz); FCC Part 15.247 (WLAN 2.4GHz); FCC Part 27 (AT&T) or; FCC Part 27 (Verizon); Energy Star (#E354962);UL 354962; ADA Compliant | 13 Year (Parts) -Standard, hardware exchange program | RFID, App | Voyager Currently and working on WEX
47QMCA22A0006 | DISTRICT FLEET, LLC | PowerCharge | No - Product is undergoing FedRAMP review and will not be available for ordering through the BPAs until this process is complete and the platform this product operates on receives an ATO designation or it has been determined does not require one. Purchase this product today through GSA Advantage, but agencies will need to evaluate each product at the agency level to ensure it meets all agency-specific privacy, IT, and cyber supply chain requirements. | E35SWP-CR | N/A | PC-Energy | Energy Platinum 40 amp Single Wall Mount (Networked) with Retractor | EA | 1944.2 | 1905.32 | 2% | Additional 2% for 10+ Units | 30 | CONUS/OCONUS | Commercial | 3.8kW/5.8kW/7.6kW/ 96. kW | 208-240 VAC, 40 A | 99%+ | Yes | 1 | SAE J1772 | 18 | RFID | Yes | Standard | Yes | N/A | No | Wall Mount | UL 50/991/1449/1998/2231/2594; FCC Part 15B; FCC Part 15.225 (RFID 13.56MHz); FCC Part 15.247 (WLAN 2.4GHz); FCC Part 27 (AT&T) or; FCC Part 27 (Verizon); Energy Star (#E354962);UL 354962; ADA Compliant | 14 Year (Parts) -Standard, hardware exchange program | RFID, App | Voyager Currently and working on WEX
47QMCA22A0006 | DISTRICT FLEET, LLC | PowerCharge | No - Product is undergoing FedRAMP review and will not be available for ordering through the BPAs until this process is complete and the platform this product operates on receives an ATO designation or it has been determined does not require one. Purchase this product today through GSA Advantage, but agencies will need to evaluate each product at the agency level to ensure it meets all agency-specific privacy, IT, and cyber supply chain requirements. | E35DWP | N/A | PC-Energy | 40 amp Dual Wall Mount (Networked) | EA | 3346.32 | 3279.39 | 2% | Additional 2% for 10+ Units | 30 | CONUS/OCONUS | Commercial | 3.8kW/5.8kW/7.6kW/ 96. kW | 208-240 VAC, 40 A | 99%+ | Yes | 2 | SAE J1772 | 18 | RFID | Yes | Standard | Yes | N/A | No | Wall Mount | UL 50/991/1449/1998/2231/2594; FCC Part 15B; FCC Part 15.225 (RFID 13.56MHz); FCC Part 15.247 (WLAN 2.4GHz); FCC Part 27 (AT&T) or; FCC Part 27 (Verizon); Energy Star (#E354962);UL 354962; ADA Compliant | 15 Year (Parts) -Standard, hardware exchange program | RFID, App | Voyager Currently and working on WEX
47QMCA22A0006 | DISTRICT FLEET, LLC | PowerCharge | No - Product is undergoing FedRAMP review and will not be available for ordering through the BPAs until this process is complete and the platform this product operates on receives an ATO designation or it has been determined does not require one. Purchase this product today through GSA Advantage, but agencies will need to evaluate each product at the agency level to ensure it meets all agency-specific privacy, IT, and cyber supply chain requirements. | E35DWP-CR | N/A | PC-Energy | 40 amp Dual Wall Mount (Networked) with Retractor | EA | 3859.77 | 3782.57 | 2% | Additional 2% for 10+ Units | 30 | CONUS/OCONUS | Commercial | 3.8kW/5.8kW/7.6kW/ 96. kW | 208-240 VAC, 40 A | 99%+ | Yes | 2 | SAE J1772 | 18 | RFID | Yes | Standard | Yes | N/A | No | Wall Mount | UL 50/991/1449/1998/2231/2594; FCC Part 15B; FCC Part 15.225 (RFID 13.56MHz); FCC Part 15.247 (WLAN 2.4GHz); FCC Part 27 (AT&T) or; FCC Part 27 (Verizon); Energy Star (#E354962);UL 354962; ADA Compliant | 16 Year (Parts) -Standard, hardware exchange program | RFID, App | Voyager Currently and working on WEX
47QMCA22A0006 | DISTRICT FLEET, LLC | PowerCharge | No - Product is undergoing FedRAMP review and will not be available for ordering through the BPAs until this process is complete and the platform this product operates on receives an ATO designation or it has been determined does not require one. Purchase this product today through GSA Advantage, but agencies will need to evaluate each product at the agency level to ensure it meets all agency-specific privacy, IT, and cyber supply chain requirements. | E35SPP | N/A | PC-Energy | 40 amp Single Pedestal Mount (Networked) | EA | 2274.98 | 2229.48 | 2% | Additional 2% for 10+ Units | 30 | CONUS/OCONUS | Commercial | 3.8kW/5.8kW/7.6kW/ 96. kW | 208-240 VAC, 40 A | 99%+ | Yes | 1 | SAE J1772 | 18 | RFID | Yes | Standard | Yes | N/A | No | Pedestal | UL 50/991/1449/1998/2231/2594; FCC Part 15B; FCC Part 15.225 (RFID 13.56MHz); FCC Part 15.247 (WLAN 2.4GHz); FCC Part 27 (AT&T) or; FCC Part 27 (Verizon); Energy Star (#E354962);UL 354962; ADA Compliant | 17 Year (Parts) -Standard, hardware exchange program | RFID, App | Voyager Currently and working on WEX
47QMCA22A0006 | DISTRICT FLEET, LLC | PowerCharge | No - Product is undergoing FedRAMP review and will not be available for ordering through the BPAs until this process is complete and the platform this product operates on receives an ATO designation or it has been determined does not require one. Purchase this product today through GSA Advantage, but agencies will need to evaluate each product at the agency level to ensure it meets all agency-specific privacy, IT, and cyber supply chain requirements. | E35SPP-CR | N/A | PC-Energy | 40 amp Single Pedestal Mount (Networked) with Retractor | EA | 2714.38 | 2660.09 | 2% | Additional 2% for 10+ Units | 30 | CONUS/OCONUS | Commercial | 3.8kW/5.8kW/7.6kW/ 96. kW | 208-240 VAC, 40 A | 99%+ | Yes | 1 | SAE J1772 | 18 | RFID | Yes | Standard | Yes | N/A | No | Pedestal | UL 50/991/1449/1998/2231/2594; FCC Part 15B; FCC Part 15.225 (RFID 13.56MHz); FCC Part 15.247 (WLAN 2.4GHz); FCC Part 27 (AT&T) or; FCC Part 27 (Verizon); Energy Star (#E354962);UL 354962; ADA Compliant | 18 Year (Parts) -Standard, hardware exchange program | RFID, App | Voyager Currently and working on WEX
47QMCA22A0006 | DISTRICT FLEET, LLC | PowerCharge | No - Product is undergoing FedRAMP review and will not be available for ordering through the BPAs until this process is complete and the platform this product operates on receives an ATO designation or it has been determined does not require one. Purchase this product today through GSA Advantage, but agencies will need to evaluate each product at the agency level to ensure it meets all agency-specific privacy, IT, and cyber supply chain requirements. | E35DPP | N/A | PC-Energy | 40 amp Dual Pedestal Mount (Networked) | EA | 3899.26 | 3821.27 | 2% | Additional 2% for 10+ Units | 30 | CONUS/OCONUS | Commercial | 3.8kW/5.8kW/7.6kW/ 96. kW | 208-240 VAC, 40 A | 99%+ | Yes | 2 | SAE J1772 | 18 | RFID | Yes | Standard | Yes | N/A | No | Pedestal | UL 50/991/1449/1998/2231/2594; FCC Part 15B; FCC Part 15.225 (RFID 13.56MHz); FCC Part 15.247 (WLAN 2.4GHz); FCC Part 27 (AT&T) or; FCC Part 27 (Verizon); Energy Star (#E354962);UL 354962; ADA Compliant | 19 Year (Parts) -Standard, hardware exchange program | RFID, App | Voyager Currently and working on WEX
47QMCA22A0006 | DISTRICT FLEET, LLC | PowerCharge | No - Product is undergoing FedRAMP review and will not be available for ordering through the BPAs until this process is complete and the platform this product operates on receives an ATO designation or it has been determined does not require one. Purchase this product today through GSA Advantage, but agencies will need to evaluate each product at the agency level to ensure it meets all agency-specific privacy, IT, and cyber supply chain requirements. | E35DPP-CR | N/A | PC-Energy | 40 amp Dual Pedestal Mount (Networked) with Retractor | EA | 4536.14 | 4445.42 | 2% | Additional 2% for 10+ Units | 30 | CONUS/OCONUS | Commercial | 3.8kW/5.8kW/7.6kW/ 96. kW | 208-240 VAC, 40 A | 99%+ | Yes | 2 | SAE J1772 | 18 | RFID | Yes | Standard | Yes | N/A | No | Pedestal | UL 50/991/1449/1998/2231/2594; FCC Part 15B; FCC Part 15.225 (RFID 13.56MHz); FCC Part 15.247 (WLAN 2.4GHz); FCC Part 27 (AT&T) or; FCC Part 27 (Verizon); Energy Star (#E354962);UL 354962; ADA Compliant | 20 Year (Parts) -Standard, hardware exchange program | RFID, App | Voyager Currently and working on WEX
47QMCA22A0006 | DISTRICT FLEET, LLC | PowerCharge | No - Product is undergoing FedRAMP review and will not be available for ordering through the BPAs until this process is complete and the platform this product operates on receives an ATO designation or it has been determined does not require one. Purchase this product today through GSA Advantage, but agencies will need to evaluate each product at the agency level to ensure it meets all agency-specific privacy, IT, and cyber supply chain requirements. | PL35DPP | N/A | PC-Energy | Pro-Lightning 40 amp Dual Pedestal Mount (Networked) | EA | 5118.71 | 5016.34 | 2% | Additional 2% for 10+ Units | 30 | CONUS/OCONUS | Commercial | 3.8kW/5.8kW/7.6kW/ 96. kW | 208-240 VAC, 40 A | 99%+ | Yes | 2 | SAE J1772 | 18 | RFID | Yes | Standard | Yes | N/A | No | Pedestal | UL 50/991/1449/1998/2231/2594; FCC Part 15B; FCC Part 15.225 (RFID 13.56MHz); FCC Part 15.247 (WLAN 2.4GHz); FCC Part 27 (AT&T) or; FCC Part 27 (Verizon); Energy Star (#E354962);UL 354962; ADA Compliant | 21 Year (Parts) -Standard, hardware exchange program | RFID, App | Voyager Currently and working on WEX
47QMCA22A0006 | DISTRICT FLEET, LLC | PowerCharge | No - Product is undergoing FedRAMP review and will not be available for ordering through the BPAs until this process is complete and the platform this product operates on receives an ATO designation or it has been determined does not require one. Purchase this product today through GSA Advantage, but agencies will need to evaluate each product at the agency level to ensure it meets all agency-specific privacy, IT, and cyber supply chain requirements. | PL35DPP-CR | N/A | PC-Energy | Pro-Lightning 40 amp Dual Pedestal Mount (Networked) with Retractor | EA | 5898.76 | 5780.78 | 2% | Additional 2% for 10+ Units | 30 | CONUS/OCONUS | Commercial | 3.8kW/5.8kW/7.6kW/ 96. kW | 208-240 VAC, 40 A | 99%+ | Yes | 2 | SAE J1772 | 18 | RFID | Yes | Standard | Yes | N/A | No | Pedestal | UL 50/991/1449/1998/2231/2594; FCC Part 15B; FCC Part 15.225 (RFID 13.56MHz); FCC Part 15.247 (WLAN 2.4GHz); FCC Part 27 (AT&T) or; FCC Part 27 (Verizon); Energy Star (#E354962);UL 354962; ADA Compliant | 22 Year (Parts) -Standard, hardware exchange program | RFID, App | Voyager Currently and working on WEX
47QMCA22A0006 | DISTRICT FLEET, LLC | PowerCharge | No - Product is undergoing FedRAMP review and will not be available for ordering through the BPAs until this process is complete and the platform this product operates on receives an ATO designation or it has been determined does not require one. Purchase this product today through GSA Advantage, but agencies will need to evaluate each product at the agency level to ensure it meets all agency-specific privacy, IT, and cyber supply chain requirements. | E80SWP | N/A | PC-Energy | Energy Platinum 80a EV Charger, Single-Port, Wall Mount, Networked | EA | 3209.07 | 3144.89 | 2% | Additional 2% for 10+ Units | 30 | CONUS/OCONUS | Commercial | Adjustable 3.8kW/5.8kW/7.6kW/ 9.6kW/19.2 kW | 208-240 VAC, 80 A | 99%+ | Pending | 1 | SAE J1773 | 25 | RFID | Yes | Standard | Yes | N/A | No | Wall Mount | UL 50/991/1449/1998/2231/2594; FCC Part 15B; FCC Part 15.225 (RFID 13.56MHz); FCC Part 15.247 (WLAN 2.4GHz); FCC Part 27 (AT&T) or; FCC Part 27 (Verizon); Energy Star (#E354962);UL 354962; ADA Compliant | 23 Year (Parts) -Standard, hardware exchange program | RFID, App | Voyager Currently and working on WEX
47QMCA22A0006 | DISTRICT FLEET, LLC | PowerCharge | No - Product is undergoing FedRAMP review and will not be available for ordering through the BPAs until this process is complete and the platform this product operates on receives an ATO designation or it has been determined does not require one. Purchase this product today through GSA Advantage, but agencies will need to evaluate each product at the agency level to ensure it meets all agency-specific privacy, IT, and cyber supply chain requirements. | E80SWP-CR | N/A | PC-Energy | Energy Platinum 80a EV Charger, Single-Port, Wall Mount, Networked, Cable Retractor | EA | 3525.04 | 3454.54 | 2% | Additional 2% for 10+ Units | 30 | CONUS/OCONUS | Commercial | Adjustable 3.8kW/5.8kW/7.6kW/ 9.6kW/19.2 kW | 208-240 VAC, 80 A | 99%+ | Pending | 1 | SAE J1774 | 25 | RFID | Yes | Standard | Yes | N/A | No | Wall Mount | UL 50/991/1449/1998/2231/2594; FCC Part 15B; FCC Part 15.225 (RFID 13.56MHz); FCC Part 15.247 (WLAN 2.4GHz); FCC Part 27 (AT&T) or; FCC Part 27 (Verizon); Energy Star (#E354962);UL 354962; ADA Compliant | 24 Year (Parts) -Standard, hardware exchange program | RFID, App | Voyager Currently and working on WEX
47QMCA22A0006 | DISTRICT FLEET, LLC | PowerCharge | No - Product is undergoing FedRAMP review and will not be available for ordering through the BPAs until this process is complete and the platform this product operates on receives an ATO designation or it has been determined does not require one. Purchase this product today through GSA Advantage, but agencies will need to evaluate each product at the agency level to ensure it meets all agency-specific privacy, IT, and cyber supply chain requirements. | E80SPP | N/A | PC-Energy | Energy Platinum 80a EV Charger, Single-Port, Pedestal, Networked | EA | 3865.69 | 3788.38 | 2% | Additional 2% for 10+ Units | 30 | CONUS/OCONUS | Commercial | Adjustable 3.8kW/5.8kW/7.6kW/ 9.6kW/19.2 kW | 208-240 VAC, 80 A | 99%+ | Pending | 1 | SAE J1775 | 25 | RFID | Yes | Standard | Yes | N/A | No | Pedestal | UL 50/991/1449/1998/2231/2594; FCC Part 15B; FCC Part 15.225 (RFID 13.56MHz); FCC Part 15.247 (WLAN 2.4GHz); FCC Part 27 (AT&T) or; FCC Part 27 (Verizon); Energy Star (#E354962);UL 354962; ADA Compliant | 25 Year (Parts) -Standard, hardware exchange program | RFID, App | Voyager Currently and working on WEX
47QMCA22A0006 | DISTRICT FLEET, LLC | PowerCharge | No - Product is undergoing FedRAMP review and will not be available for ordering through the BPAs until this process is complete and the platform this product operates on receives an ATO designation or it has been determined does not require one. Purchase this product today through GSA Advantage, but agencies will need to evaluate each product at the agency level to ensure it meets all agency-specific privacy, IT, and cyber supply chain requirements. | E80SPP-CR | N/A | PC-Energy | Energy Platinum 80a EV Charger, Single-Port, Pedestal, Networked, Cable Retractor | EA | 4314.96 | 4228.66 | 2% | Additional 2% for 10+ Units | 30 | CONUS/OCONUS | Commercial | Adjustable 3.8kW/5.8kW/7.6kW/ 9.6kW/19.2 kW | 208-240 VAC, 80 A | 99%+ | Pending | 1 | SAE J1776 | 25 | RFID | Yes | Standard | Yes | N/A | No | Pedestal | UL 50/991/1449/1998/2231/2594; FCC Part 15B; FCC Part 15.225 (RFID 13.56MHz); FCC Part 15.247 (WLAN 2.4GHz); FCC Part 27 (AT&T) or; FCC Part 27 (Verizon); Energy Star (#E354962);UL 354962; ADA Compliant | 26 Year (Parts) -Standard, hardware exchange program | RFID, App | Voyager Currently and working on WEX
47QMCA22A0006 | DISTRICT FLEET, LLC | PowerCharge | No - Product is undergoing FedRAMP review and will not be available for ordering through the BPAs until this process is complete and the platform this product operates on receives an ATO designation or it has been determined does not require one. Purchase this product today through GSA Advantage, but agencies will need to evaluate each product at the agency level to ensure it meets all agency-specific privacy, IT, and cyber supply chain requirements. | E80DPP | N/A | PC-Energy | Energy Platinum 80a EV Charger, Dual-Port, Pedestal, Networked | EA | 7079.7 | 6938.11 | 2% | Additional 2% for 10+ Units | 30 | CONUS/OCONUS | Commercial | Adjustable 3.8kW/5.8kW/7.6kW/ 9.6kW/19.2 kW | 208-240 VAC, 80 A | 99%+ | Pending | 2 | SAE J1777 | 25 | RFID | Yes | Standard | Yes | N/A | No | Pedestal | UL 50/991/1449/1998/2231/2594; FCC Part 15B; FCC Part 15.225 (RFID 13.56MHz); FCC Part 15.247 (WLAN 2.4GHz); FCC Part 27 (AT&T) or; FCC Part 27 (Verizon); Energy Star (#E354962);UL 354962; ADA Compliant | 27 Year (Parts) -Standard, hardware exchange program | RFID, App | Voyager Currently and working on WEX
47QMCA22A0006 | DISTRICT FLEET, LLC | PowerCharge | No - Product is undergoing FedRAMP review and will not be available for ordering through the BPAs until this process is complete and the platform this product operates on receives an ATO designation or it has been determined does not require one. Purchase this product today through GSA Advantage, but agencies will need to evaluate each product at the agency level to ensure it meets all agency-specific privacy, IT, and cyber supply chain requirements. | E80DPP-CR | N/A | PC-Energy | Energy Platinum 80a EV Charger, Dual-Port, Pedestal, Networked, Cable Retractors | EA | 7726.45 | 7571.92 | 2% | Additional 2% for 10+ Units | 30 | CONUS/OCONUS | Commercial | Adjustable 3.8kW/5.8kW/7.6kW/ 9.6kW/19.2 kW | 208-240 VAC, 80 A | 99%+ | Pending | 2 | SAE J1778 | 25 | RFID | Yes | Standard | Yes | N/A | No | Pedestal | UL 50/991/1449/1998/2231/2594; FCC Part 15B; FCC Part 15.225 (RFID 13.56MHz); FCC Part 15.247 (WLAN 2.4GHz); FCC Part 27 (AT&T) or; FCC Part 27 (Verizon); Energy Star (#E354962);UL 354962; ADA Compliant | 28 Year (Parts) -Standard, hardware exchange program | RFID, App | Voyager Currently and working on WEX
47QMCA22A0007 | EATON CORPORATION | Eaton | No - Product is undergoing FedRAMP review and will not be available for ordering through the BPAs until this process is complete and the platform this product operates on receives an ATO designation or it has been determined does not require one. Purchase this product today through GSA Advantage, but agencies will need to evaluate each product at the agency level to ensure it meets all agency-specific privacy, IT, and cyber supply chain requirements. | GMEV32BAB-DC | N/A | Eaton Green Motion EV Smart Breaker Charger - BAB Style Direct Connect Kit | BAB Style - Direct Connect Kit | EA | 686.51 | 672.78 | 2% | N/A | 45 days | US and Territories | Commercial | 7.7 | 32 A | NA | Yes | 1 | SAE J1772 | 25 ft | Plug in/ Mobile App for remote control or disable | Yes | Preferred | Yes | NA | No | Load Center Mount | UL, FCC, NEC | Standard, per GSA Contract Terms, GS-06F-0023R | NA | NA
47QMCA22A0007 | EATON CORPORATION | Eaton | No - Product is undergoing FedRAMP review and will not be available for ordering through the BPAs until this process is complete and the platform this product operates on receives an ATO designation or it has been determined does not require one. Purchase this product today through GSA Advantage, but agencies will need to evaluate each product at the agency level to ensure it meets all agency-specific privacy, IT, and cyber supply chain requirements. | GMEV32BAB-JB | N/A | Eaton Green Motion EV Smart Breaker Charger - BAB Style Junction Box Kit | BAB Style - Junction Box Kit | EA | 704.49 | 690.4 | 2% | N/A | 45 days | US and Territories | Commercial | 7.7 | 32 A | NA | Yes | 1 | SAE J1772 | 25 ft | Plug in/ Mobile App for remote control or disable | Yes | Preferred | Yes | NA | No | Load Center Mount | UL, FCC, NEC | Standard, per GSA Contract Terms, GS-06F-0023R | NA | NA
47QMCA22A0007 | EATON CORPORATION | Eaton | No - Product is undergoing FedRAMP review and will not be available for ordering through the BPAs until this process is complete and the platform this product operates on receives an ATO designation or it has been determined does not require one. Purchase this product today through GSA Advantage, but agencies will need to evaluate each product at the agency level to ensure it meets all agency-specific privacy, IT, and cyber supply chain requirements. | GMEV32BR-DC | N/A | Eaton Green Motion EV Smart Breaker Charger -BR Style Direct Connect Kit | BR Style - Direct Connect Kit | EA | 686.51 | 672.78 | 2% | N/A | 45 days | US and Territories | Residential | 7.7 | 32 A | NA | Yes | 1 | SAE J1772 | 25 ft | Plug in/ Mobile App for remote control or disable | Yes | Preferred | Yes | NA | No | Load Center Mount | UL, FCC, NEC | Standard, per GSA Contract Terms, GS-06F-0023R | NA | NA
47QMCA22A0007 | EATON CORPORATION | Eaton | No - Product is undergoing FedRAMP review and will not be available for ordering through the BPAs until this process is complete and the platform this product operates on receives an ATO designation or it has been determined does not require one. Purchase this product today through GSA Advantage, but agencies will need to evaluate each product at the agency level to ensure it meets all agency-specific privacy, IT, and cyber supply chain requirements. | GMEV32BR-JB | N/A | Eaton Green Motion EV Smart Breaker Charger -BR Style Junction Box Kit | BR Style - Junction Box Kit | EA | 704.49 | 690.4 | 2% | N/A | 45 days | US and Territories | Residential | 7.7 | 32 A | NA | Yes | 1 | SAE J1772 | 25 ft | Plug in/ Mobile App for remote control or disable | Yes | Preferred | Yes | NA | No | Load Center Mount | UL, FCC, NEC | Standard, per GSA Contract Terms, GS-06F-0023R | NA | NA
47QMCA22A0007 | EATON CORPORATION | Eaton | No - Product is undergoing FedRAMP review and will not be available for ordering through the BPAs until this process is complete and the platform this product operates on receives an ATO designation or it has been determined does not require one. Purchase this product today through GSA Advantage, but agencies will need to evaluate each product at the agency level to ensure it meets all agency-specific privacy, IT, and cyber supply chain requirements. | GMEV32BR-WC | N/A | Eaton Green Motion EV Smart Breaker Charger - Wallbox kit | EV Wall charger kit, 7.7kW | EA | 744.57 | 729.68 | 2% | N/A | 45 days | US and Territories | Residential | 7.7 kW | 32 A | NA | Yes | 1 | SAE J1772 | 25 ft | Plug in/ Mobile App for remote control or disable | Yes | Preferred | Yes | NA | No | Wall or Pedestal Mount (Pedestal purchased separately) | UL, FCC, NEC | Standard, per GSA Contract Terms, GS-06F-0023R | NA | NA
47QMCA22A0007 | EATON CORPORATION | Eaton | No - Product is undergoing FedRAMP review and will not be available for ordering through the BPAs until this process is complete and the platform this product operates on receives an ATO designation or it has been determined does not require one. Purchase this product today through GSA Advantage, but agencies will need to evaluate each product at the agency level to ensure it meets all agency-specific privacy, IT, and cyber supply chain requirements. | GMEV32BR-WCPL | N/A | Eaton Green Motion EV Smart Breaker Charger - Wallbox kit with Plug In | EV Wall charger kit, 7.7kW - Plug in (NEMA 14-50) | EA | 744.57 | 729.68 | 2% | N/A | 45 days | US and Territories | Residential | 7.7 | 32 A | NA | Yes | 1 | SAE J1772 | 25 ft | Plug in/ Mobile App for remote control or disable | Yes | Preferred | Yes | NA | No | Wall Mount | UL, FCC, NEC | Standard, per GSA Contract Terms, GS-06F-0023R | NA | NA
47QMCA22A0009 | GLOBAL ENTERPRISE, INC. | Livingston Energy Group | No - Product is undergoing FedRAMP review and will not be available for ordering through the BPAs until this process is complete and the platform this product operates on receives an ATO designation or it has been determined does not require one. Purchase this product today through GSA Advantage, but agencies will need to evaluate each product at the agency level to ensure it meets all agency-specific privacy, IT, and cyber supply chain requirements. | CP203-Dual | CP203-Dual | Level 2 Dual Port Commercial Charging Station | Electric Vehicle Level 2 charging Dual-port station is designed as an all-season station with heavy-duty housing. MAX Output Rating 32A ¦ 7.68 kW Maximum Output. Available wall and pole-mounted configurations, and with the functionality in either stand-alone mode, or with a full range of network and payment services including Smart Grid/Demand Response. | EA | 6426.88 | 6105.54 | 5% | Over 100 / 5% | 30 | Worldwide | Commercial | 7.2 kW | 40 A |  | Yes | Dual port | SAE J1772 | 18ft (up to 25ft) | RFID, Mobile App | Yes | Livingston Charge Port Network. | Yes | Yes | No | Pedestal 4''x57'' | ISO 14443; ISO 15693; FCC part 15.225 (RFID 13.56 MHz) FCC Part 15.247 (WLAN 2.4 GHz) | The Warranty covers both parts and factory labor necessary to repair the EVSE but does not include any on-site labor costs related to un-installing or repair of the defective EVSE or reinstalling the repaired or replacement EVSE. The Warranty duration is 3 years. | Mobile app (credit card reader optional and priced separately) | No but working on it
47QMCA22A0009 | GLOBAL ENTERPRISE, INC. | Livingston Energy Group | No - Product is undergoing FedRAMP review and will not be available for ordering through the BPAs until this process is complete and the platform this product operates on receives an ATO designation or it has been determined does not require one. Purchase this product today through GSA Advantage, but agencies will need to evaluate each product at the agency level to ensure it meets all agency-specific privacy, IT, and cyber supply chain requirements. | CP203-Single | CP203-Single | Level 2 Single Port Commercial Charging Station | Electric Vehicle Level 2 charging Single port station is designed as an all-season station with heavy-duty housing. MAX Output Rating 32A ¦ 7.68 kW Maximum Output. Available wall and pole-mounted configurations, and with the functionality in either stand-alone mode, or with a full range of network and payment services including Smart Grid/Demand Response. | EA | 3290.31 | 3125.79 | 5% | Over 100 / 5% | 30 | Worldwide | Commercial | 7.2 kW | 40 A |  | Yes | Single | SAE J1772 | 18ft (up to 25ft) | RFID, Mobile App | Yes | Livingston Charge Port Network. | Yes | Yes | No | Wall | ISO 14443; ISO 15693; FCC part 15.225 (RFID 13.56 MHz) FCC Part 15.247 (WLAN 2.4 GHz) | The Warranty covers both parts and factory labor necessary to repair the EVSE but does not include any on-site labor costs related to un-installing or repair of the defective EVSE or reinstalling the repaired or replacement EVSE. The Warranty duration is 3 years. | Mobile app (credit card reader optional and priced separately) | No but working on it
47QMCA22A0009 | GLOBAL ENTERPRISE, INC. | Livingston Energy Group | No - Product is undergoing FedRAMP review and will not be available for ordering through the BPAs until this process is complete and the platform this product operates on receives an ATO designation or it has been determined does not require one. Purchase this product today through GSA Advantage, but agencies will need to evaluate each product at the agency level to ensure it meets all agency-specific privacy, IT, and cyber supply chain requirements. | CP208-Dual | CP208-Dual | Level 2 Dual Port Commercial Charging Station | (AC Fast Charge) is an electric vehicle Level 2 Dual port fast-charging station that provides 19.2 kW and is designed as an all-season station with heavy-duty housing an 18' standard or 25' optional winter-ready cable. Available wall and pole-mounted configurations, and with the functionality in either stand-alone mode, or with a full range of network and payment services including Smart Grid/Demand Response. | EA | 9881.44 | 9387.37 | 5% | Over 100 / 5% | 60 | Worldwide | Commercial | 19.2 kW | 80 A |  | Yes | Dual port | SAE J1772 | 18ft (up to 25ft) | Mobile App | Yes | Livingston Charge Port Network. | Yes | Yes | No | Pedestal 4''x57'' | ISO 14443 A/B; ISO 15693; ISO 18092 (NFC); NEMA interoperability protocol; FCC Part 15B FCC Part 15.247 (Bluetooth 2.4GHz) FCC Part 15.225 (RFID 13.56MHz) FCC Part 15.247 (WLAN 2.4GHz) | The Warranty covers both parts and factory labor necessary to repair the EVSE but does not include any on-site labor costs related to un-installing or repair of the defective EVSE or reinstalling the repaired or replacement EVSE. The Warranty duration is 3 years. | Mobile app (credit card reader optional and priced separately) | No but working on it
47QMCA22A0009 | GLOBAL ENTERPRISE, INC. | Livingston Energy Group | No - Product is undergoing FedRAMP review and will not be available for ordering through the BPAs until this process is complete and the platform this product operates on receives an ATO designation or it has been determined does not require one. Purchase this product today through GSA Advantage, but agencies will need to evaluate each product at the agency level to ensure it meets all agency-specific privacy, IT, and cyber supply chain requirements. | CP208-Single | CP208-Single | Level 2 Single Port Commercial Charging Station | (AC Fast Charge) is an electric vehicle Level 2 single port fast-charging station that provides 19.2 kW and is designed as an all-season station with heavy-duty housing an 18' standard or 25' optional winter-ready cable. Available wall and pole-mounted configurations, and with the functionality in either stand-alone mode, or with a full range of network and payment services including Smart Grid/Demand Response. | EA | 4764.36 | 4526.14 | 5% | Over 100 / 5% | 60 | Worldwide | Commercial | 19.2 kW | 80 A |  | Yes | Single Port | SAE J1772 | 18ft (up to 25ft) | Mobile App | Yes | Livingston Charge Port Network. | Yes | Yes | No | Wall | ISO 14443 A/B; ISO 15693; ISO 18092 (NFC); NEMA interoperability protocol; FCC Part 15B FCC Part 15.247 (Bluetooth 2.4GHz) FCC Part 15.225 (RFID 13.56MHz) FCC Part 15.247 (WLAN 2.4GHz) | The Warranty covers both parts and factory labor necessary to repair the EVSE but does not include any on-site labor costs related to un-installing or repair of the defective EVSE or reinstalling the repaired or replacement EVSE. The Warranty duration is 3 years. | Mobile app (credit card reader optional and priced separately) | No but working on it
47QMCA22A0009 | GLOBAL ENTERPRISE, INC. | Livingston Energy Group | No - Product is undergoing FedRAMP review and will not be available for ordering through the BPAs until this process is complete and the platform this product operates on receives an ATO designation or it has been determined does not require one. Purchase this product today through GSA Advantage, but agencies will need to evaluate each product at the agency level to ensure it meets all agency-specific privacy, IT, and cyber supply chain requirements. | IHD 103-Dual | IHD 103-Dual | Level 2 Dual Port Commercial Charging Station | Electric Vehicle Level 2 Dual-port charging station provides 9.6KW designed as an all-season station with a heavy-duty housing and a 20ft winter-ready Cable. Available wall and pole-mounted configurations, and with the functionality in either stand-alone mode, or with a full range of network and payment services including Smart Grid/Demand Response. | EA | 8965.42 | 8517.15 | 5% | Over 100 / 5% | 120 | Worldwide | Commercial | 9.6 kW | 40 A |  | No | Dual Port | SAE J1772 | 18" | RFID, Mobile App | Yes | Livingston Charge Port Network. | Yes | Yes | No | Pedestal 4''x57'' | UL 2231-1 and 2231-2; UL 2594; CAN/CSA C22.2 No. 61010-1/R: 2009; UL 61010-1/R: 2008; EN 61010-1:2009; NEC 625 compliant | The Warranty covers both parts and factory labor necessary to repair the EVSE but does not include any on-site labor costs related to un-installing or repair of the defective EVSE or reinstalling the repaired or replacement EVSE. The Warranty duration is 3 years. | Mobile app (credit card reader optional and priced separately) | No but working on it
47QMCA22A0009 | GLOBAL ENTERPRISE, INC. | Livingston Energy Group | No - Product is undergoing FedRAMP review and will not be available for ordering through the BPAs until this process is complete and the platform this product operates on receives an ATO designation or it has been determined does not require one. Purchase this product today through GSA Advantage, but agencies will need to evaluate each product at the agency level to ensure it meets all agency-specific privacy, IT, and cyber supply chain requirements. | IHD 103-Single | IHD 103-Single | Level 2 Single Port Commercial Charging Station | Electric Vehicle Level 2 Single-port charging station provides 9.6KW designed as an all-season station with a heavy-duty housing and a 20ft winter-ready Cable. Available wall and pole-mounted configurations, and with the functionality in either stand-alone mode, or with a full range of network and payment services including Smart Grid/Demand Response. | EA | 3711.47 | 3525.9 | 5% | Over 100 / 5% | 120 | Worldwide | Commercial | 9.6 kW | 40 A |  | No | Single Port | SAE J1772 | 20 feet | RFID, Mobile App | Yes | Livingston Charge Port Network. | Yes | Yes | No | Wall | UL 2231-1 and 2231-2; UL 2594; CAN/CSA C22.2 No. 61010-1/R: 2009; UL 61010-1/R: 2008; EN 61010-1:2009; NEC 625 compliant | The Warranty covers both parts and factory labor necessary to repair the EVSE but does not include any on-site labor costs related to un-installing or repair of the defective EVSE or reinstalling the repaired or replacement EVSE. The Warranty duration is 3 years. | Mobile app (credit card reader optional and priced separately) | No but working on it
47QMCA22A0009 | GLOBAL ENTERPRISE, INC. | Livingston Energy Group | No - Product is undergoing FedRAMP review and will not be available for ordering through the BPAs until this process is complete and the platform this product operates on receives an ATO designation or it has been determined does not require one. Purchase this product today through GSA Advantage, but agencies will need to evaluate each product at the agency level to ensure it meets all agency-specific privacy, IT, and cyber supply chain requirements. | IHD 104-Dual | IHD 104-Dual | Level 2 Dual Port Commercial Charging Station | Electric Vehicle Level 2 Dual Port charging station provides 9.6 KW and is designed as an all-season station with heavy-duty housing and an auto-retracting 20-foot winter-ready cable. Available wall and pole-mounted configurations, and with the functionality in either stand-alone mode, or with a full range of network and payment services including Smart Grid/Demand Response. | EA | 8965.42 | 8517.15 | 5% | Over 100 / 5% | 120 | Worldwide | Commercial | 9.6 kW | 40 A |  | No | Dual Port | SAE J1772 | 18'' pedestal cable retractor included | RFID, Mobile App | Yes | Livingston Charge Port Network. | Yes | Yes | No | Pedestal 4''x57'' | UL 2231-1 and 2231-2; UL 2594; CAN/CSA C22.2 No. 61010-1/R: 2009; UL 61010-1/R: 2008; EN 61010-1:2009; NEC 625 compliant | The Warranty covers both parts and factory labor necessary to repair the EVSE but does not include any on-site labor costs related to un-installing or repair of the defective EVSE or reinstalling the repaired or replacement EVSE. The Warranty duration is 3 years. | Mobile app (credit card reader optional and priced separately) | No but working on it
47QMCA22A0009 | GLOBAL ENTERPRISE, INC. | Livingston Energy Group | No - Product is undergoing FedRAMP review and will not be available for ordering through the BPAs until this process is complete and the platform this product operates on receives an ATO designation or it has been determined does not require one. Purchase this product today through GSA Advantage, but agencies will need to evaluate each product at the agency level to ensure it meets all agency-specific privacy, IT, and cyber supply chain requirements. | IHD 104-Single | IHD 104-Single | Level 2 Single Port Commercial Charging Station | Electric Vehicle Level 2 Single Port charging station provides 9.6 KW and is designed as an all-season station with heavy-duty housing and an auto-retracting 20-foot winter-ready cable Electric Vehicle Level 2 charging station is designed as an all season station with heavy duty housing. Available wall and pole-mounted configurations, and with the functionality in either stand-alone mode, or with a full range of network and payment services including Smart Grid/Demand Response. | EA | 5252.91 | 4990.26 | 5% | Over 100 / 5% | 120 | Worldwide | Commercial | 9.6 kW | 40 A |  | No | Single Port | SAE J1772 | 18'' cable retractor included | RFID, Mobile App | Yes | Livingston Charge Port Network. | Yes | Yes | No | Wall | UL 2231-1 and 2231-2; UL 2594; CAN/CSA C22.2 No. 61010-1/R: 2009; UL 61010-1/R: 2008; EN 61010-1:2009; NEC 625 compliant | The Warranty covers both parts and factory labor necessary to repair the EVSE but does not include any on-site labor costs related to un-installing or repair of the defective EVSE or reinstalling the repaired or replacement EVSE. The Warranty duration is 3 years. | Mobile app (credit card reader optional and priced separately) | No but working on it
47QMCA22A0010 | LIOCE GROUP INC., THE | Blink Charging | No - Product is undergoing FedRAMP review and will not be available for ordering through the BPAs until this process is complete and the platform this product operates on receives an ATO designation or it has been determined does not require one. Purchase this product today through GSA Advantage, but agencies will need to evaluate each product at the agency level to ensure it meets all agency-specific privacy, IT, and cyber supply chain requirements. | SC6-Full1-W-T-TAA | SC6-Full1-W-T | Series 6 Wall Mount | SemaConnect Series 6 Wall Mount -EV Charging Station with mounting device and one year of Network Service and Full Replacement Warranty Coverage | EA | 3472.44 | 3170.69 | 8.69% | 2% for orders > $100k | 45 calendar days | CONUS | Residential | 7.2kW | 30A | 0.95 | Yes | 1 | SAE J1772 | 18 or 25 ft | RFID, Mobile app, phone call | Yes | Standard | Yes | Yes | No | Singe and double pedestal, wall, and pole | UL 2231-1, UL 2231-2, UL 2594, and NEC Article 625 compliant | One year full replacement warranty included | RFID, App, Phone Call | Yes - both
47QMCA22A0010 | LIOCE GROUP INC., THE | Blink Charging | No - Product is undergoing FedRAMP review and will not be available for ordering through the BPAs until this process is complete and the platform this product operates on receives an ATO designation or it has been determined does not require one. Purchase this product today through GSA Advantage, but agencies will need to evaluate each product at the agency level to ensure it meets all agency-specific privacy, IT, and cyber supply chain requirements. | SC6-Full1-DP-T-TAA | SC6-Full1-DP-T | Series 6 Dual Plug | SemaConnect Series 6 DUAL plug EV Charging Station with mounting device and one year of Network Service and Full Replacement Warranty Coverage | EA | 6944.89 | 6341.38 | 8.69% | 2% for orders > $100k | 45 calendar days | CONUS | Residential | 7.2kW | 30A | 0.95 | Yes | 1 | SAE J1772 | 18 or 25 ft | RFID, Mobile app, phone call | Yes | Standard | Yes | Yes | No | Singe and double pedestal, wall, and pole | UL 2231-1, UL 2231-2, UL 2594, and NEC Article 625 compliant | One year full replacement warranty included | RFID, App, Phone Call | Yes - both
47QMCA22A0010 | LIOCE GROUP INC., THE | Blink Charging | No - Product is undergoing FedRAMP review and will not be available for ordering through the BPAs until this process is complete and the platform this product operates on receives an ATO designation or it has been determined does not require one. Purchase this product today through GSA Advantage, but agencies will need to evaluate each product at the agency level to ensure it meets all agency-specific privacy, IT, and cyber supply chain requirements. | SC6-Full1-P-T-TAA | SC6-Full1-P-T | Series 6 EV Charging Station | SemaConnect Series 6 Pedestal-EV Charging Station with mounting device and one year of Network Service and Full Replacement Warranty Coverage | EA | 3472.44 | 3170.69 | 8.69% | 2% for orders > $100k | 45 calendar days | CONUS | Residential | 7.2kW | 30A | 0.95 | Yes | 1 | SAE J1772 | 18 or 25 ft | RFID, Mobile app, phone call | Yes | Standard | Yes | Yes | No | Singe and double pedestal, wall, and pole | UL 2231-1, UL 2231-2, UL 2594, and NEC Article 625 compliant | One year full replacement warranty included | RFID, App, Phone Call | Yes - both
47QMCA22A0010 | LIOCE GROUP INC., THE | Blink Charging | No - Product is undergoing FedRAMP review and will not be available for ordering through the BPAs until this process is complete and the platform this product operates on receives an ATO designation or it has been determined does not require one. Purchase this product today through GSA Advantage, but agencies will need to evaluate each product at the agency level to ensure it meets all agency-specific privacy, IT, and cyber supply chain requirements. | SC7-Full1-P-TAA | SC7-Full1-P | SemaConnect Series 7 Pedestal | SemaConnect Series 7 Pedestal- Fleet EV Dual Charging Station with mounting device and one year of Network Service and Full Replacement Warranty Coverage | EA | 5161.15 | 4712.64 | 8.69% | 2% for orders > $100k | 45 calendar days | CONUS | Commercial | 7.2kW | 30A | 0.95 | Yes | 2 | SAE J1772 | 18 or 25ft | RFID, Mobile app, phone call | Yes | Standard | Yes | Yes | No | Singe pedestal, wall, and pole | UL 2231-1, UL 2231-2, UL 2594, and NEC Article 625 compliant | One year full replacement warranty included | RFID, App, Phone Call | Yes - both
47QMCA22A0010 | LIOCE GROUP INC., THE | Blink Charging | No - Product is undergoing FedRAMP review and will not be available for ordering through the BPAs until this process is complete and the platform this product operates on receives an ATO designation or it has been determined does not require one. Purchase this product today through GSA Advantage, but agencies will need to evaluate each product at the agency level to ensure it meets all agency-specific privacy, IT, and cyber supply chain requirements. | SC7-Full1-W-TAA | SC7-Full1-W | SemaConnect Series 7 Wall Moun | SemaConnect Series 7 Wall Mount- Fleet EV Dual Charging Station with mounting device and one year of Network Service and Full Replacement Warranty Coverage | EA | 5161.15 | 4712.64 | 8.69% | 2% for orders > $100k | 45 calendar days | CONUS | Commercial | 7.2kW | 30A | 0.95 | Yes | 2 | SAE J1772 | 18 or 25ft | RFID, Mobile app, phone call | Yes | Standard | Yes | Yes | No | Singe pedestal, wall, and pole | UL 2231-1, UL 2231-2, UL 2594, and NEC Article 625 compliant | One year full replacement warranty included | RFID, App, Phone Call | Yes - both
47QMCA22A0010 | LIOCE GROUP INC., THE | Blink Charging | No - Product is undergoing FedRAMP review and will not be available for ordering through the BPAs until this process is complete and the platform this product operates on receives an ATO designation or it has been determined does not require one. Purchase this product today through GSA Advantage, but agencies will need to evaluate each product at the agency level to ensure it meets all agency-specific privacy, IT, and cyber supply chain requirements. | SC7P-Full1-P S-TAA | SC7P-Full1-P S | SemaConnect Series 7 Plus (80amp) Fleet Dual EV Charging Station with mounting device | SemaConnect Series 7 Plus (80amp) Fleet Dual EV Charging Station with mounting device and one year of Full Network Service and Full Replacement Warranty Coverage | EA | 6285.58 | 5739.36 | 8.69% | 2% for orders > $100k | 45 calendar days | CONUS | Commercial | 19.2kW | 80A | 0.95 | Yes | 2 | SAE J1772 | 18 or 25ft | RFID, Mobile app, phone call, Plugshare, Credit Card | Yes | Standard | Yes | Yes | No | Singe pedestal, wall, and pole | UL 2231-1, UL 2231-2, UL 2594, and NEC Article 625 compliant | One year full replacement warranty included | RFID, App, Phone Call | Yes - both
47QMCA22A0010 | LIOCE GROUP INC., THE | Blink Charging | No - Product is undergoing FedRAMP review and will not be available for ordering through the BPAs until this process is complete and the platform this product operates on receives an ATO designation or it has been determined does not require one. Purchase this product today through GSA Advantage, but agencies will need to evaluate each product at the agency level to ensure it meets all agency-specific privacy, IT, and cyber supply chain requirements. | SC7P-FUll1-W-TAA | SC7P-FUll1-W | SemaConnect Series 7 Plus Wall Mount | SemaConnect Series 7 Plus Wall Mount- (80amp) Fleet Dual EV Charging Station with mounting device and one year of Full Network Service and Full Replacement Warranty Coverage | EA | 6285.58 | 5739.36 | 8.69% | 2% for orders > $100k | 45 calendar days | CONUS | Commercial | 19.2kW | 80A | 0.95 | Yes | 2 | SAE J1772 | 18 or 25ft | RFID, Mobile app, phone call, Plugshare, Credit Card | Yes | Standard | Yes | Yes | No | Singe pedestal, wall, and pole | UL 2231-1, UL 2231-2, UL 2594, and NEC Article 625 compliant | One year full replacement warranty included | RFID, App, Phone Call | Yes - both
47QMCA22A0010 | LIOCE GROUP INC., THE | Blink Charging | No - Product is undergoing FedRAMP review and will not be available for ordering through the BPAs until this process is complete and the platform this product operates on receives an ATO designation or it has been determined does not require one. Purchase this product today through GSA Advantage, but agencies will need to evaluate each product at the agency level to ensure it meets all agency-specific privacy, IT, and cyber supply chain requirements. | SC8P-Full1-P S-T | SC8P-Full1-P S-T | SemaConnect Series 8 Pedestal | SemaConnect 8 Series Dua Pedestal-l EV Charging Station, credit card reader with mounting device and one year of Full Network Service and Full Replacement Warranty Coverage | EA | 8638.76 | 7888.06 | 8.69% | 2% for orders > $100k | 45 calendar days | CONUS | Commercial | 7.2kW | 30A | 95% | Yes | 2 | SAE J1772 | 18- or 25ft | RFID, Mobile app, phone call, Plugshare, Credit Card, tap to pay | Yes | Standard | Yes | Yes | No | Singe pedestal, wall, and pole | UL 2231-1, UL 2231-2, UL 2594, and NEC Article 625 compliant | One year full replacement warranty included | Credit Card, RFID, App, Phone Call | Yes - both
47QMCA22A0010 | LIOCE GROUP INC., THE | Blink Charging | No - Product is undergoing FedRAMP review and will not be available for ordering through the BPAs until this process is complete and the platform this product operates on receives an ATO designation or it has been determined does not require one. Purchase this product today through GSA Advantage, but agencies will need to evaluate each product at the agency level to ensure it meets all agency-specific privacy, IT, and cyber supply chain requirements. | SC8P-FUll1-W-T | SC8P-FUll1-W-T | SemaConnect Series 8 Wall Mount | SemaConnect 8 Series Dual EV Wall Mount- Charging Station, credit card reader with mounting device and one year of Full Network Service and Full Replacement Warranty Coverage | EA | 8638.76 | 7888.06 | 8.69% | 2% for orders > $100k | 45 calendar days | CONUS | Commercial | 7.2kW | 30A | 95% | Yes | 2 | SAE J1772 | 18- or 25ft | RFID, Mobile app, phone call, Plugshare, Credit Card, tap to pay | Yes | Standard | Yes | Yes | No | Singe pedestal, wall, and pole | UL 2231-1, UL 2231-2, UL 2594, and NEC Article 625 compliant | One year full replacement warranty included | Credit Card, RFID, App, Phone Call | Yes - both
47QMCA22A000X | SIEMENS INDUSTRY, INC. | SIEMENS | No - Product is undergoing FedRAMP review and will not be available for ordering through the BPAs until this process is complete and the platform this product operates on receives an ATO designation or it has been determined does not require one. Purchase this product today through GSA Advantage, but agencies will need to evaluate each product at the agency level to ensure it meets all agency-specific privacy, IT, and cyber supply chain requirements. | 8EM1315-5CG14-1GF2 | N/A | Commercial Parent VersiCharge, 48A (11.5 | Commercial Parent VersiCharge, 48A (11.5kW) gateway charger with selectable power from 12A to 48A. Includes OCPP/Modbus protocols, Cellular ready (end user supplies cell plan) for up to 9 Wi-Fi child chargers, Wi-Fi /Ethernet/Serial communications, RFID, and ANSI metering. Comes with 25 ft power plug and includes 5-year warranty. | EA | 2050.98 | 2050.98 | 0% | 1-49 Units: 0% 50+ Units: 3% 100+ Units: 7% | 15 Business days | Globally | Commercial | 11.5 | 60A | 99 | No | 1 | SAE J1772 | 25 | RFID (local Whitelist, MiFare) and QR code for scanning | Yes | Standard open network using OCPP | Yes |  | No | Wall | According to UL 1998, UL 991, UL2594/CSA C22.2 No.280/NMX-J-677-ANCE, UL 2231-1/CSA C22.2 No.281.1/NMX-J-668-1, UL 2231-2/CSA C22.2 No.281.2/NMX-J-668/2-ANCE, UL 2251/CSA C22.2 No.282/NMX-J-678-ANCE | The warranty (parts) period will be 60 months from date of shipment. | RFID and QR code using Driver App with to pay with credit card, WEX or PayPal with optional Siemens cloud account. | Just WEX with Siemens cloud service
47QMCA22A000X | SIEMENS INDUSTRY, INC. | SIEMENS | No - Product is undergoing FedRAMP review and will not be available for ordering through the BPAs until this process is complete and the platform this product operates on receives an ATO designation or it has been determined does not require one. Purchase this product today through GSA Advantage, but agencies will need to evaluate each product at the agency level to ensure it meets all agency-specific privacy, IT, and cyber supply chain requirements. | 8EM1315-5CG14-0GF0 | N/A | Commercial Child VersiCharge, 48A (11.5k | Commercial Child VersiCharge, 48A (11.5kW) Charger with selectable power from 12A to 48A and OCPP/Modbus protocols, Wi-Fi /Ethernet/Serial communications, RFID, and ANSI metering. Comes with 25 ft power plug and includes 5-year warranty. | EA | 1665.81 | 1665.81 | 0% | 1-49 Units: 0% 50+ Units: 3% 100+ Units: 7% | 15 Business days | Globally | Commercial | 11.5 | 60A | 99 | No | 1 | SAE J1772 | 25 | RFID (local Whitelist, MiFare) and QR code for scanning | Yes | Standard open network using OCPP | Yes |  | No | Wall | According to UL 1998, UL 991, UL2594/CSA C22.2 No.280/NMX-J-677-ANCE, UL 2231-1/CSA C22.2 No.281.1/NMX-J-668-1, UL 2231-2/CSA C22.2 No.281.2/NMX-J-668/2-ANCE, UL 2251/CSA C22.2 No.282/NMX-J-678-ANCE | The warranty (parts) period will be 60 months from date of shipment. | RFID and QR code using Driver App with to pay with credit card, WEX or PayPal with optional Siemens cloud account. | Just WEX with Siemens cloud service
47QMCA22A000Y | VERDEK, LLC | ChargePoint | No - Product is undergoing FedRAMP review and will not be available for ordering through the BPAs until this process is complete and the platform this product operates on receives an ATO designation or it has been determined does not require one. Purchase this product today through GSA Advantage, but agencies will need to evaluate each product at the agency level to ensure it meets all agency-specific privacy, IT, and cyber supply chain requirements. | CPF50-L23-PDMNT | N/A | CPF50-L23-PDMNT | CHARGEPOINT CPF50 PEDESTAL, 23 FT CORD, SINGLE, NO CMK | EA | 2230.43 | 2208.13 | 1% | N/A | 15 | Nationwide | Commercial | 3.8/11.5 | 208 | N/A | Yes | 1 | SAE J1772 | 23 | RFID,APP | Yes | Chargepoint | Yes | Yes | No | Pedestal | UL | 1 Year parts only | RFID,APP | Yes - both
47QMCA22A000Y | VERDEK, LLC | ChargePoint | No - Product is undergoing FedRAMP review and will not be available for ordering through the BPAs until this process is complete and the platform this product operates on receives an ATO designation or it has been determined does not require one. Purchase this product today through GSA Advantage, but agencies will need to evaluate each product at the agency level to ensure it meets all agency-specific privacy, IT, and cyber supply chain requirements. | CPF50-L23-PEDMNT-Dual | N/A | CPF50-L23-DUAL | CHARGEPOINT CPF50 PEDESTAL, 23 FT CORD, DUAL, NO CMK | EA | 3963.63 | 3923.99 | 1% | N/A | 15 | Nationwide | Commercial | 3.8/11.5 | 208 | N/A | Yes | 2 | SAE J1772 | 23 | RFID,APP | Yes | Chargepoint | Yes | Yes | No | Pedestal | UL | 1 Year parts only | RFID,APP | Yes - both
47QMCA22A000Y | VERDEK, LLC | ChargePoint | No - Product is undergoing FedRAMP review and will not be available for ordering through the BPAs until this process is complete and the platform this product operates on receives an ATO designation or it has been determined does not require one. Purchase this product today through GSA Advantage, but agencies will need to evaluate each product at the agency level to ensure it meets all agency-specific privacy, IT, and cyber supply chain requirements. | CPF50-L23-PEDMNT-CMK8 | N/A | CPF50-L23-PEDMNT-CMK8 | CHARGEPOINT CPF50 PEDESTAL, 23 FT CORD, SINGLE, WITH CMK | EA | 3774.21 | 3736.47 | 1% | N/A | 15 | Nationwide | Commercial | 3.8/11.5 | 208 | N/A | Yes | 1 | SAE J1772 | 23 | RFID,APP | Yes | Chargepoint | Yes | Yes | No | Pedestal | UL | 1 Year parts only | RFID,APP | Yes - both
47QMCA22A000Y | VERDEK, LLC | ChargePoint | No - Product is undergoing FedRAMP review and will not be available for ordering through the BPAs until this process is complete and the platform this product operates on receives an ATO designation or it has been determined does not require one. Purchase this product today through GSA Advantage, but agencies will need to evaluate each product at the agency level to ensure it meets all agency-specific privacy, IT, and cyber supply chain requirements. | CPF50-L23-PEDMNT-CMK8-DUAL | N/A | CPF50-L23-PEDMNT-CMK8-DUAL | CHARGEPOINT CPF50 PEDESTAL, 23 FT DUAL, WITH CMK | EA | 5460.05 | 5405.45 | 1% | N/A | 15 | Nationwide | Commercial | 3.8/11.5 | 208 | N/A | Yes | 2 | SAE J1772 | 23 | RFID,APP | Yes | Chargepoint | Yes | Yes | No | Pedestal | UL | 1 Year parts only | RFID,APP | Yes - both
47QMCA22A000Y | VERDEK, LLC | ChargePoint | No - Product is undergoing FedRAMP review and will not be available for ordering through the BPAs until this process is complete and the platform this product operates on receives an ATO designation or it has been determined does not require one. Purchase this product today through GSA Advantage, but agencies will need to evaluate each product at the agency level to ensure it meets all agency-specific privacy, IT, and cyber supply chain requirements. | CPF50-L23 WALLMNT-CMK8 | N/A | CPF50-L23 WALLMNT-CMK8 | CHARGEPOINT CPF25 WALL MOUNT, 23 FT CORD, SINGLE, WITH CMK | EA | 3300.65 | 3267.64 | 1% | N/A | 15 | Nationwide | Commercial | 3.8/11.5 | 208 | N/A | Yes | 1 | SAE J1772 | 23 | RFID,APP | Yes | Chargepoint | Yes | Yes | No | Wall | UL | 1 Year parts only | RFID,APP | Yes - both
47QMCA22A000Y | VERDEK, LLC | ChargePoint | No - Product is undergoing FedRAMP review and will not be available for ordering through the BPAs until this process is complete and the platform this product operates on receives an ATO designation or it has been determined does not require one. Purchase this product today through GSA Advantage, but agencies will need to evaluate each product at the agency level to ensure it meets all agency-specific privacy, IT, and cyber supply chain requirements. | CPF50-L23 | N/A | CPF50-L23 | CHARGEPOINT CPF50 WALL MOUNT, 23 FT CORD, SINGLE, NO CMK | EA | 1662.17 | 1645.55 | 1% | N/A | 15 | Nationwide | Commercial | 3.8/11.5 | 208 | N/A | Yes | 1 | SAE J1772 | 23 | RFID,APP | Yes | Chargepoint | Yes | Yes | No | Wall | UL | 1 Year parts only | RFID,APP | Yes - both
47QMCA22A000Y | VERDEK, LLC | ChargePoint | No - Product is undergoing FedRAMP review and will not be available for ordering through the BPAs until this process is complete and the platform this product operates on receives an ATO designation or it has been determined does not require one. Purchase this product today through GSA Advantage, but agencies will need to evaluate each product at the agency level to ensure it meets all agency-specific privacy, IT, and cyber supply chain requirements. | CPF50-L18-PEDMNT | N/A | CPF50-L18-PDMNT | CHARGEPOINT CPF50 PEDESTAL, 18 FT CORD, SINGLE, NO CMK | EA | 2183.07 | 2161.24 | 1% | N/A | 15 | Nationwide | Commercial | 3.8/11.5 | 208 | N/A | Yes | 1 | SAE J1772 | 18 | RFID,APP | Yes | Chargepoint | Yes | Yes | No | Pedestal | UL | 1 Year parts only | RFID,APP | Yes - both
47QMCA22A000Y | VERDEK, LLC | ChargePoint | No - Product is undergoing FedRAMP review and will not be available for ordering through the BPAs until this process is complete and the platform this product operates on receives an ATO designation or it has been determined does not require one. Purchase this product today through GSA Advantage, but agencies will need to evaluate each product at the agency level to ensure it meets all agency-specific privacy, IT, and cyber supply chain requirements. | CPF50-L18-PEDMNT-Dual | N/A | CPF50-L18-DUAL | CHARGEPOINT CPF50 PEDESTAL, 18 FT CORD, DUAL, NO CMK | EA | 3898.92 | 3859.93 | 1% | N/A | 15 | Nationwide | Commercial | 3.8/11.5 | 208 | N/A | Yes | 2 | SAE J1772 | 18 | RFID,APP | Yes | Chargepoint | Yes | Yes | No | Pedestal | UL | 1 Year parts only | RFID,APP | Yes - both
47QMCA22A000Y | VERDEK, LLC | ChargePoint | No - Product is undergoing FedRAMP review and will not be available for ordering through the BPAs until this process is complete and the platform this product operates on receives an ATO designation or it has been determined does not require one. Purchase this product today through GSA Advantage, but agencies will need to evaluate each product at the agency level to ensure it meets all agency-specific privacy, IT, and cyber supply chain requirements. | CPF50-L18-PEDMNT-CMK6 | N/A | CPF50-L18-PEDMNT-CMK6 | CHARGEPOINT CPF50 PEDESTAL, 18 FT CORD, SINGLE, WITH CMK | EA | 3118.59 | 3087.4 | 1% | N/A | 15 | Nationwide | Commercial | 3.8/11.5 | 208 | N/A | Yes | 1 | SAE J1772 | 18 | RFID,APP | Yes | Chargepoint | Yes | Yes | No | Pedestal | UL | 1 Year parts only | RFID,APP | Yes - both
47QMCA22A000Y | VERDEK, LLC | ChargePoint | No - Product is undergoing FedRAMP review and will not be available for ordering through the BPAs until this process is complete and the platform this product operates on receives an ATO designation or it has been determined does not require one. Purchase this product today through GSA Advantage, but agencies will need to evaluate each product at the agency level to ensure it meets all agency-specific privacy, IT, and cyber supply chain requirements. | CPF50-L18-PEDMNT-CMK6-DUAL | N/A | CPF50-L18-PEDMNT-CMK6-DUAL | CHARGEPOINT CPF50 PEDESTAL, 18 FT CORD, DUAL, WITH CMK | EA | 4797.08 | 4749.11 | 1% | N/A | 15 | Nationwide | Commercial | 3.8/11.5 | 208 | N/A | Yes | 2 | SAE J1772 | 18 | RFID,APP | Yes | Chargepoint | Yes | Yes | No | Pedestal | UL | 1 Year parts only | RFID,APP | Yes - both
47QMCA22A000Y | VERDEK, LLC | ChargePoint | No - Product is undergoing FedRAMP review and will not be available for ordering through the BPAs until this process is complete and the platform this product operates on receives an ATO designation or it has been determined does not require one. Purchase this product today through GSA Advantage, but agencies will need to evaluate each product at the agency level to ensure it meets all agency-specific privacy, IT, and cyber supply chain requirements. | CPF50-L18 WALLMNT-CMK6 | N/A | CPF50-L18 WALLMNT-CMK6 | CHARGEPOINT CPF25 WALL MOUNT, 18 FT CORD, SINGLE, WITH CMK | EA | 2685.04 | 2658.19 | 1% | N/A | 15 | Nationwide | Commercial | 3.8/11.5 | 208 | N/A | Yes | 1 | SAE J1772 | 18 | RFID,APP | Yes | Chargepoint | Yes | Yes | No | Wall | UL | 1 Year parts only | RFID,APP | Yes - both
47QMCA22A000Y | VERDEK, LLC | ChargePoint | No - Product is undergoing FedRAMP review and will not be available for ordering through the BPAs until this process is complete and the platform this product operates on receives an ATO designation or it has been determined does not require one. Purchase this product today through GSA Advantage, but agencies will need to evaluate each product at the agency level to ensure it meets all agency-specific privacy, IT, and cyber supply chain requirements. | CPF50-L18 | N/A | CPF50-L18 | CHARGEPOINT CPF50 WALL MOUNT, 18 FT CORD, SINGLE, NO CMK | EA | 1373.3 | 1359.57 | 1% | N/A | 15 | Nationwide | Commercial | 3.8/11.5 | 208 | N/A | Yes | 1 | SAE J1772 | 18 | RFID,APP | Yes | Chargepoint | Yes | Yes | No | Wall | UL | 1 Year parts only | RFID,APP | Yes - both
47QMCA22A000Y | VERDEK, LLC | ChargePoint | No - Product is undergoing FedRAMP review and will not be available for ordering through the BPAs until this process is complete and the platform this product operates on receives an ATO designation or it has been determined does not require one. Purchase this product today through GSA Advantage, but agencies will need to evaluate each product at the agency level to ensure it meets all agency-specific privacy, IT, and cyber supply chain requirements. | CT4011-GW1 | N/A | CT4011-GW1 | SINGLE CHARGER LEVEL 2, GATEWAY OPTION - BOLLARD MOUNT CT4011 | EA | 4349.92 | 4306.42 | 1% | N/A | 15 | Nationwide | Commercial | 7.2 | 208 | N/A | Yes | 1 | SAE J1772 | 18 | RFID,APP | Yes | Chargepoint | Yes | Yes | No | Pedestal | UL | 1 Year parts only | RFID,APP, CR Card | Yes - both
47QMCA22A000Y | VERDEK, LLC | ChargePoint | No - Product is undergoing FedRAMP review and will not be available for ordering through the BPAs until this process is complete and the platform this product operates on receives an ATO designation or it has been determined does not require one. Purchase this product today through GSA Advantage, but agencies will need to evaluate each product at the agency level to ensure it meets all agency-specific privacy, IT, and cyber supply chain requirements. | CT4013-GW1 | N/A | CT4013-GW1 | SINGLE CHARGER LEVEL 2, GATEWAY OPTION- WALL CT4013 | EA | 3932.7 | 3893.37 | 1% | N/A | 15 | Nationwide | Commercial | 7.2 | 208 | N/A | Yes | 1 | SAE J1772 | 18 | RFID,APP, CR Card | Yes | Chargepoint | Yes | Yes | No | Wall | UL | 1 Year parts only | RFID,APP, CR Card | Yes - both
47QMCA22A000Y | VERDEK, LLC | ChargePoint | No - Product is undergoing FedRAMP review and will not be available for ordering through the BPAs until this process is complete and the platform this product operates on receives an ATO designation or it has been determined does not require one. Purchase this product today through GSA Advantage, but agencies will need to evaluate each product at the agency level to ensure it meets all agency-specific privacy, IT, and cyber supply chain requirements. | CT4021-GW1 | N/A | CT4021-GW1 | DUAL CHARGER LEVEL 2, GATEWAY OPTION - BOLLARD MOUNT CT4021 | EA | 6378.24 | 6314.46 | 1% | N/A | 15 | Nationwide | Commercial | 7.2 | 208 | N/A | Yes | 2 | SAE J1772 | 18 | RFID,APP, CR Card | Yes | Chargepoint | Yes | Yes | No | Pedestal | UL | 1 Year parts only | RFID,APP, CR Card | Yes - both
47QMCA22A000Y | VERDEK, LLC | ChargePoint | No - Product is undergoing FedRAMP review and will not be available for ordering through the BPAs until this process is complete and the platform this product operates on receives an ATO designation or it has been determined does not require one. Purchase this product today through GSA Advantage, but agencies will need to evaluate each product at the agency level to ensure it meets all agency-specific privacy, IT, and cyber supply chain requirements. | CT4023-GW1 | N/A | CT4023-GW1 | DUAL CHARGER LEVEL 2, GATEWAY OPTION - WALL CT4023 | EA | 5961.01 | 5901.4 | 1% | N/A | 15 | Nationwide | Commercial | 7.2 | 208 | N/A | Yes | 2 | SAE J1772 | 18 | RFID,APP, CR Card | Yes | Chargepoint | Yes | Yes | No | Wall | UL | 1 Year parts only | RFID,APP, CR Card | Yes - both
47QMCA22A000Y | VERDEK, LLC | ChargePoint | No - Product is undergoing FedRAMP review and will not be available for ordering through the BPAs until this process is complete and the platform this product operates on receives an ATO designation or it has been determined does not require one. Purchase this product today through GSA Advantage, but agencies will need to evaluate each product at the agency level to ensure it meets all agency-specific privacy, IT, and cyber supply chain requirements. | CT4025-GW1 | N/A | CT4025-GW1 | DUAL CHARGER LEVEL 2, GATEWAY OPTION, 23' CORD, 8'CMK - BOLLARD MOUNT CT4025 | EA | 7204.43 | 7132.39 | 1% | N/A | 15 | Nationwide | Commercial | 7.2 | 208 | N/A | Yes | 2 | SAE J1772 | 23 | RFID,APP, CR Card | Yes | Chargepoint | Yes | Yes | No | Pedestal | UL | 1 Year parts only | RFID,APP, CR Card | Yes - both
47QMCA22A000Y | VERDEK, LLC | ChargePoint | No - Product is undergoing FedRAMP review and will not be available for ordering through the BPAs until this process is complete and the platform this product operates on receives an ATO designation or it has been determined does not require one. Purchase this product today through GSA Advantage, but agencies will need to evaluate each product at the agency level to ensure it meets all agency-specific privacy, IT, and cyber supply chain requirements. | CT4027-GW1 | N/A | CT4027-GW1 | DUAL CHARGER LEVEL 2, GATEWAY OPTION, 23' CORD, 8' CMK- WALL CT4027 | EA | 6787.2 | 6719.33 | 1% | N/A | 15 | Nationwide | Commercial | 7.2 | 208 | N/A | Yes | 2 | SAE J1772 | 23 | RFID,APP, CR Card | Yes | Chargepoint | Yes | Yes | No | Wall | UL | 1 Year parts only | RFID,APP, CR Card | Yes - both
47QMCA22A000Y | VERDEK, LLC | EVoCharge | No - Product is undergoing FedRAMP review and will not be available for ordering through the BPAs until this process is complete and the platform this product operates on receives an ATO designation or it has been determined does not require one. Purchase this product today through GSA Advantage, but agencies will need to evaluate each product at the agency level to ensure it meets all agency-specific privacy, IT, and cyber supply chain requirements. | EV072-200-001A | N/A | EVC4AA0C2B1A1 | EVoCharge Single Port Wall - with 30A Reel 10ft Interconnect | EA | 1429.18 | 1414.89 | 1% | N/A | 30 | Nationwide | Commercial | 7.2 | 208 | N/A | Yes | 1 | SAE J1772 | 10 | RFID, QR, APP | Yes | EV Connect | Yes | Yes | No | Wall | UL | 2 year parts only | RFID, QR, APP | Just Voyager
47QMCA22A000Y | VERDEK, LLC | EVoCharge | No - Product is undergoing FedRAMP review and will not be available for ordering through the BPAs until this process is complete and the platform this product operates on receives an ATO designation or it has been determined does not require one. Purchase this product today through GSA Advantage, but agencies will need to evaluate each product at the agency level to ensure it meets all agency-specific privacy, IT, and cyber supply chain requirements. | EV072-400-002A | N/A | EVC4AA0C1B1B3 | EVoCharge Dual Port Pedestal - with 30A Reel | EA | 3692.76 | 3655.83 | 1% | N/A | 30 | Nationwide | Commercial | 7.2 | 208 | N/A | Yes | 2 | SAE J1772 | 30 | RFID, QR, APP | Yes | EV Connect | Yes | Yes | No | Pedestal | UL | 2 year parts only | RFID, QR, APP | Just Voyager
47QMCA22A0012 | PACIFIC LIGHTING MANAGEMENT, INC | LOOP INC | No - Product is undergoing FedRAMP review and will not be available for ordering through the BPAs until this process is complete and the platform this product operates on receives an ATO designation or it has been determined does not require one. Purchase this product today through GSA Advantage, but agencies will need to evaluate each product at the agency level to ensure it meets all agency-specific privacy, IT, and cyber supply chain requirements. | EVS-32A-L2-001 | LOOP_EVS-32A-L2-001 | EV-FLEX LEVEL 2 CHARGER | 15L X 15W (IN),Level 2 EV charger. Access Control: RFID, or Smartphone (NFC & QR Code). Output: 32 Amp / 7.68 kW max output. Network Connectivity: Built-in Wi-Fi (802.11 b/g/n). For LTE Cellular (CAT 1: AT&T or Verizon); additional Gateway package is required forat least one unit per site. Communication: OCPP 1.6 Compliant. Certifications: Energy Star Certified, UL, California Title-4 Compliant (gas-pump-style screen), Connector: SAE J1772 Type 1 Standard 25 ft cable. 3-year limited product warranty (parts only). O&M and extended warranty plans are available. Additional recurring networking services are required. Loop provides such services for a fee that is charged directly to the end-users. However, other OCPP compliant services are also available. For more informmation, see: https://usermanuals.evloop.io/ev-flex_spec-sheet.pdf | EA | 1866.09 | 1791.45 | 4% | Spot discounts at order level | 55 | Worldwide | Commercial | 7.7 | 32 | 99% | Yes | 1 or 2 | SAE J1772 | 25 | Mobile App., RFID | Yes | EV-Loop | Yes |  | No | Wall or Pedestal | UL 1998/2231/2594/2251 / 94V-D, CTEP Certified | 1-year On-site, 3-years total | Mobile App., RFID | Both in development
47QMCA22A0012 | PACIFIC LIGHTING MANAGEMENT, INC | LOOP INC | No - Product is undergoing FedRAMP review and will not be available for ordering through the BPAs until this process is complete and the platform this product operates on receives an ATO designation or it has been determined does not require one. Purchase this product today through GSA Advantage, but agencies will need to evaluate each product at the agency level to ensure it meets all agency-specific privacy, IT, and cyber supply chain requirements. | EVS-32A-L2-002 | LOOP_EVS-32A-L2-002 | EV-FLEX LITE SINGLE PORT LEVEL 2 CHARGER | 15L X 15W (IN),Level 2 EV charger. Access Control: Smartphone (QR Code). Output: 32 Amp / 7.68 kW max output. Network Connectivity: Built-in Wi-Fi (802.11 b/g/n). Communication: OCPP 1.6 Compliant. Certifications: UL, California Title-4 Compliant (gas-pump-style screen), Connector: SAE J1772 Type 1 Standard 25 ft cable. For added RFID or cellular connection features, consider the EVFLEX model. 3-year limited product warranty (parts only). O&M and extended warranty plans are available. Additional recurring networking services are required. Loop provides such services for a fee that is passed to the end-users. However, other OCPP compliant services are also available. | EA | 1175.52 | 1128.5 | 4% | Spot discounts at order level | 55 | Worldwide | Commercial | 19.2 | 80 | 99.5% | Yes | 1 or 2 | SAE J1772 | 25 | Mobile App., RFID | Yes | EV-Loop | Yes |  | No | Wall or Pedestal | UL 1998/2231/2594/2251 / 94V-D, CTEP Certified | 1-year On-site, 3-years total | Mobile App., RFID | Both in development
47QMCA22A0012 | PACIFIC LIGHTING MANAGEMENT, INC | EVSE LLC | No - Product is undergoing FedRAMP review and will not be available for ordering through the BPAs until this process is complete and the platform this product operates on receives an ATO designation or it has been determined does not require one. Purchase this product today through GSA Advantage, but agencies will need to evaluate each product at the agency level to ensure it meets all agency-specific privacy, IT, and cyber supply chain requirements. | 3703-2000-W-28-XX-41-XX | EVSELLC_3703-2000-W-28-XX-41-XX | CHARGING PORT FOR EV CHARGER 3703 | 45L X 35W (IN), Model 3703, Wrapped Cable EVSE, 40/30A Switchable, ZigBee, Wall Mountable, DR. price per port. http://www.evsellc.com/evse-downloads.html | EA | 2410.39 | 2362.18 | 2% | 1% for orders >$60k 2% for >$100k 3% for >$150k | 55 | Worldwide | Commercial | 7.2 | 30 | 99% | No | 1 or 2 | SAE J1772 | 19 | CC-Swipe, RFID, Mobile App | Yes | AmpUp | Yes |  | No | Wall | UL 2231-1 & 2231-2, UL 2594, NEC 625, CAN/CSA C22.2 No. 61010-1/R2009 (UL 61010-1/R:2008, EN 61010-1:2009) UL 2231 (CCID) | 3-years part or full replacement | CC-Swipe, RFID, Mobile App | No but working on it
47QMCA22A0012 | PACIFIC LIGHTING MANAGEMENT, INC | EVSE LLC | No - Product is undergoing FedRAMP review and will not be available for ordering through the BPAs until this process is complete and the platform this product operates on receives an ATO designation or it has been determined does not require one. Purchase this product today through GSA Advantage, but agencies will need to evaluate each product at the agency level to ensure it meets all agency-specific privacy, IT, and cyber supply chain requirements. | 3722-002-28-XX-41-51 | EVSELLC_3722-002-28-XX-41-51 | EV CHARGER CEILING MOUNT | 40L X 40W (IN), Galaxy Overhead EV Charger model 3722 w/Retractable Cable, 40/30A Switchable, ZigBee, DR. For more information call us or visit. http://www.evsellc.com/evse-downloads.html | EA | 3422.48 | 3354.03 | 2% | 1% for orders >$60k 2% for >$100k 3% for >$150k | 55 | Worldwide | Commercial | 7.2 | 30 | 99% | No | 1 | SAE J1772 | 19 | CC-Swipe, RFID, Mobile App | Yes | AmpUp | Yes |  | No | Ceiling | UL 2231-1 & 2231-2, UL 2594, NEC 625, CAN/CSA C22.2 No. 61010-1/R2009 (UL 61010-1/R:2008, EN 61010-1:2009) UL 2231 (CCID) | 3-years part or full replacement | CC-Swipe, RFID, Mobile App | No but working on it
47QMCA22A0012 | PACIFIC LIGHTING MANAGEMENT, INC | EVSE LLC | No - Product is undergoing FedRAMP review and will not be available for ordering through the BPAs until this process is complete and the platform this product operates on receives an ATO designation or it has been determined does not require one. Purchase this product today through GSA Advantage, but agencies will need to evaluate each product at the agency level to ensure it meets all agency-specific privacy, IT, and cyber supply chain requirements. | 3722-002-28-XX-41-52 | EVSELLC_3722-002-28-XX-41-52 | CEILING MOUNT EV CHARGER AND COMMUNICATION | 40L X 40W (IN),Galaxy Overhead EV Charger w/Retractable Cable, 40/30A Switchable, ZigBee, DR, Verizon Gateway Integrated into the unit. For more information call us or visithttp://www.evsellc.com/evse-downloads.html | EA | 4788.31 | 4692.54 | 2% | 1% for orders >$60k 2% for >$100k 3% for >$150k | 55 | Worldwide | Commercial | 7.2 | 30 | 99% | No | 1 | SAE J1772 | 19 | RFID, Mobile App | Yes | AmpUp | Yes |  | No | Ceiling | UL 2231-1 & 2231-2, UL 2594, NEC 625, CAN/CSA C22.2 No. 61010-1/R2009 (UL 61010-1/R:2008, EN 61010-1:2009) UL 2231 (CCID) | 3-years part or full replacement | RFID, Mobile App | No but working on it
47QMCA22A0012 | PACIFIC LIGHTING MANAGEMENT, INC | Blink Charging | No - Product is undergoing FedRAMP review and will not be available for ordering through the BPAs until this process is complete and the platform this product operates on receives an ATO designation or it has been determined does not require one. Purchase this product today through GSA Advantage, but agencies will need to evaluate each product at the agency level to ensure it meets all agency-specific privacy, IT, and cyber supply chain requirements. | SC6-FULL1-DP | SC6-FULL1-DP | SERIES 6 DUAL CHARGER WITH PEDESTAL MOUNT | 24L X 48W (IN),SemaConnect Series 6 EV Charging Station (30A at 240V, 7.2kW) with dual pedestal mount and one year of Network Service and on-site full replacement warranty coverage. Includes LCD, RFID card, and Mobile App. The cord management system sold separately. | EA | 6461.94 | 6138.84 | 5% | Spot discounts at order level | 55 | Worldwide | Commercial or Residential | 7.2 | 30 | 99% | Yes | 2 | SAE J1772 | 18 | RFID, phone call, Mobile Apps | Yes | SemaConnect | Yes |  | No | Pedestal | UL 2231-1, 2231-2, UL2594 and UL2594, NEC Article 622 | one year of on-site full replacement warranty coverage. | RFID, phone call, Mobile Apps | Yes
47QMCA22A0012 | PACIFIC LIGHTING MANAGEMENT, INC | Blink Charging | No - Product is undergoing FedRAMP review and will not be available for ordering through the BPAs until this process is complete and the platform this product operates on receives an ATO designation or it has been determined does not require one. Purchase this product today through GSA Advantage, but agencies will need to evaluate each product at the agency level to ensure it meets all agency-specific privacy, IT, and cyber supply chain requirements. | SC6-FULL1-P | SC6-FULL1-P | SERIES 6 SINGLE CHARGER PEDESTAL MOUNT | 24L X 24W (IN),SemaConnect Series 6 EV Charging single Station (30A at 240V, 7.2kW) with pedestal mount and one year of Network Service and on-site full replacement warranty coverage. Includes LCD, RFID card, and Mobile App. | EA | 3237.33 | 3075.46 | 5% | Spot discounts at order level | 55 | Worldwide | Commercial or Residential | 7.2 | 30 | 99% | Yes | 1 | SAE J1772 | 18 | RFID, phone call, Mobile Apps | Yes | SemaConnect | Yes |  | No | Pedestal | UL 2231-1, 2231-2, UL2594 and UL2594, NEC Article 623 | one year of on-site full replacement warranty coverage. | RFID, phone call, Mobile Apps | Yes
47QMCA22A0012 | PACIFIC LIGHTING MANAGEMENT, INC | Blink Charging | No - Product is undergoing FedRAMP review and will not be available for ordering through the BPAs until this process is complete and the platform this product operates on receives an ATO designation or it has been determined does not require one. Purchase this product today through GSA Advantage, but agencies will need to evaluate each product at the agency level to ensure it meets all agency-specific privacy, IT, and cyber supply chain requirements. | SC6-FULL1-W | SC6-FULL1-W | SERIES 6 SINGLE CHARGER WALL MOUNT | 30L X 30W (IN),SemaConnect Series 6 EV Charging Station (30A at 240V, 7.2kW) with wall mount and one year of Network (1 plug). Service and on-site full replacement warranty coverage. Includes LCD, RFID card, and Mobile App. | EA | 3237.33 | 3075.46 | 5% | Spot discounts at order level | 55 | Worldwide | Commercial or Residential | 7.2 | 30 | 99% | Yes | 1 | SAE J1772 | 18 | RFID, phone call, Mobile Apps | Yes | SemaConnect | Yes |  | No | Wall | UL 2231-1, 2231-2, UL2594 and UL2594, NEC Article 624 | one year of on-site full replacement warranty coverage. | RFID, phone call, Mobile Apps | Yes
47QMCA22A0012 | PACIFIC LIGHTING MANAGEMENT, INC | Blink Charging | No - Product is undergoing FedRAMP review and will not be available for ordering through the BPAs until this process is complete and the platform this product operates on receives an ATO designation or it has been determined does not require one. Purchase this product today through GSA Advantage, but agencies will need to evaluate each product at the agency level to ensure it meets all agency-specific privacy, IT, and cyber supply chain requirements. | SC7-FULL1-P | SC7-FULL1-P | SERIES 7 DUAL CHARGER PEDESTAL MOUNT | 24L X 24W (IN),SemaConnect Series 7 Comprehensive Fleet Mngmt., EV Dual Charging Station (30A at 240V, 7.2kW) LED/LCD monitor, Data Analytics, with pedestal mount and one year of Network Service and on-site full replacement warranty coverage (2 Plugs) Pedestal Mount. Includes LCD, RFID card, and Mobile App. | EA | 4131.42 | 3924.85 | 5% | Spot discounts at order level | 55 | Worldwide | Commercial or Residential | 7.2 (per port) | 30 (per port) | 99% | Yes | 2 | SAE J1772 | 18 | RFID, phone call, Mobile Apps | Yes | SemaConnect | Yes |  | No | Pedestal | UL 2231-1, 2231-2, UL2594 and UL2594, NEC Article 625 | one year of on-site full replacement warranty coverage. | RFID, phone call, Mobile Apps | Yes
47QMCA22A0012 | PACIFIC LIGHTING MANAGEMENT, INC | Blink Charging | No - Product is undergoing FedRAMP review and will not be available for ordering through the BPAs until this process is complete and the platform this product operates on receives an ATO designation or it has been determined does not require one. Purchase this product today through GSA Advantage, but agencies will need to evaluate each product at the agency level to ensure it meets all agency-specific privacy, IT, and cyber supply chain requirements. | SC7-FULL1-W | SC7-FULL1-W | SERIES 7 DUAL CHARGER WALL MOUNT | 24L X 24W (IN),SemaConnect Series 7 Comprehensive Fleet Mngmt., EV Dual Charging Station (30A at 240V, 7.2kW) LED/LCD monitor, Data Analytics with wall mounting and one year of Network Service and on-site full replacement warranty coverage (2 Plugs) Wall mount. Includes LCD, RFID card, and Mobile App. | EA | 4131.42 | 3924.85 | 5% | Spot discounts at order level | 55 | Worldwide | Commercial or Residential | 7.2 (per port) | 30 (per port) | 99% | Yes | 2 | SAE J1772 | 18 | RFID, phone call, Mobile Apps | Yes | SemaConnect | Yes |  | No | Wall | UL 2231-1, 2231-2, UL2594 and UL2594, NEC Article 625 | one year of on-site full replacement warranty coverage. | RFID, phone call, Mobile Apps | Yes
47QMCA22A0012 | PACIFIC LIGHTING MANAGEMENT, INC | Blink Charging | No - Product is undergoing FedRAMP review and will not be available for ordering through the BPAs until this process is complete and the platform this product operates on receives an ATO designation or it has been determined does not require one. Purchase this product today through GSA Advantage, but agencies will need to evaluate each product at the agency level to ensure it meets all agency-specific privacy, IT, and cyber supply chain requirements. | SC7P-FULL1- P | SC7P-FULL1- P | SERIES 7-PLUS DUAL CHARGER PEDESTAL MOUNT | 24L X 24W (IN),SemaConnect Series 7 Plus (80amp) Fleet Dual EV Charging Station with pedestal mounting and one year of Full Network Service (2 Plugs) and on-site full replacement warranty coverage. Includes LCD, RFID card, and Mobile App. | EA | 5031.51 | 4779.93 | 5% | Spot discounts at order level | 55 | Worldwide | Commercial or Residential | 19.2 (per port) | 80 (per port) | 99.5% | Yes | 2 | SAE J1772 | 18 | RFID, phone call, Mobile Apps | Yes | SemaConnect | Yes |  | No | Pedestal | UL 2231-1, 2231-2, UL2594 and UL2594, NEC Article 625 | one year of on-site full replacement warranty coverage. | RFID, phone call, Mobile Apps | Yes
47QMCA22A0012 | PACIFIC LIGHTING MANAGEMENT, INC | Blink Charging | No - Product is undergoing FedRAMP review and will not be available for ordering through the BPAs until this process is complete and the platform this product operates on receives an ATO designation or it has been determined does not require one. Purchase this product today through GSA Advantage, but agencies will need to evaluate each product at the agency level to ensure it meets all agency-specific privacy, IT, and cyber supply chain requirements. | SC7P-FULL1- W | SC7P-FULL1- W | SERIES 7 -PLUS DUAL CHARGER WALL MOUNT | 24L X 24W (IN),SemaConnect Series 7 Plus (80amp) Fleet Dual EV Charging Station with wall mounting and one year of Full Network Service (2 Plugs) Wall Mount and on-site full replacement warranty coverage. Includes LCD, RFID card, and Mobile App. | EA | 5031.51 | 4779.93 | 5% | Spot discounts at order level | 55 | Worldwide | Commercial or Residential | 19.2 (per port) | 80 (per port) | 99.5% | Yes | 2 | SAE J1772 | 18 | RFID, phone call, Mobile Apps | Yes | SemaConnect | Yes |  | No | Wall | UL 2231-1, 2231-2, UL2594 and UL2594, NEC Article 625 | one year of on-site full replacement warranty coverage. | RFID, phone call, Mobile Apps | Yes
47QMCA22A0012 | PACIFIC LIGHTING MANAGEMENT, INC | Blink Charging | No - Product is undergoing FedRAMP review and will not be available for ordering through the BPAs until this process is complete and the platform this product operates on receives an ATO designation or it has been determined does not require one. Purchase this product today through GSA Advantage, but agencies will need to evaluate each product at the agency level to ensure it meets all agency-specific privacy, IT, and cyber supply chain requirements. | SC8-FULL1-P | SC8-FULL1-P | SERIES 8 DUAL CHARGER PEDESTAL MOUNT | 24L X 24W (IN),SemaConnect 8 Series Dua Pedestal-l EV Charging Station(30A at 240V, 7.2kW) , credit card reader with mounting device and one year of Full Network Service and Full On-site Replacement Warranty Coverage. | EA | 7198.93 | 6838.98 | 5% | Spot discounts at order level | 55 | Worldwide | Commercial or Residential | 7.2 | 30 | 99% | No In process | 2 | SAE J1772 | 18 | CC-tap, RFID, phone call, Mobile Apps | Yes | SemaConnect | Yes |  | No | Pedestal | UL 2231-1, 2231-2, UL2594 and UL2594, NEC Article 626 | one year of on-site full replacement warranty coverage. | CC-tap, RFID, phone call, Mobile Apps | Yes
47QMCA22A0012 | PACIFIC LIGHTING MANAGEMENT, INC | Blink Charging | No - Product is undergoing FedRAMP review and will not be available for ordering through the BPAs until this process is complete and the platform this product operates on receives an ATO designation or it has been determined does not require one. Purchase this product today through GSA Advantage, but agencies will need to evaluate each product at the agency level to ensure it meets all agency-specific privacy, IT, and cyber supply chain requirements. | SC8-FULL1-W | SC8-FULL1-W | SERIES 8 DUAL CHARGER WALL MOUNT | 24L X 24W (IN),SemaConnect 8 Series Dual EV Wall Mount- Charging Station (30A at 240V, 7.2kW), credit card reader with mounting device and one year of Full Network Service and Full On-site Replacement Warranty Coverage. | EA | 7198.93 | 6838.98 | 5% | Spot discounts at order level | 55 | Worldwide | Commercial or Residential | 7.2 | 30 | 99% | No In process | 2 | SAE J1772 | 18 | CC-tap, RFID, phone call, Mobile Apps | Yes | SemaConnect | Yes |  | No | Pedestal | UL 2231-1, 2231-2, UL2594 and UL2594, NEC Article 626 | one year of on-site full replacement warranty coverage. | CC-tap, RFID, phone call, Mobile Apps | Yes

## CLIN 0003 - EVSE DC Fast
BPA Number | Organization Name | MANUFACTURER NAME | Available for Order Through BPA Today | MFR PART NO | DEALER PART NO (if applicable) | PRODUCT NAME | PRODUCT DESCRIPTION | UOI | DISCOUNT PRICE OFFERED TO GSA (including IFF) | BPA Price Offered | BPA Discount to MAS | Additional Quantity/Volume Discounts | Contract Ship Days (CONUS) | Type (Standard/Dual Port different Connectors, EVSE DC Fast Integrated-Storage etc.) | Commercial or Residential | Total Output (kW) | Input Current | Efficiency (%) | Number of Ports | Vehicle Connector Types (J1772/Tesla etc.) | Charging Cord Length (ft) | Method of Initiating Charge / Authentication (RFID, Mobile App, QR Code etc.) | Networked Station (Y/N) | If Networked, Preferred or Standard Network | OCPP 1.6J- Compliant (Y/N) | OCPP 1.6J- Compliant (If N, explain level of effort required (Cost/Ease) to switch to a different network. | V2G Capable | Mount Type | Safety and Compliance (specify applicable certifications & ratings) | Warranty (Description, coverage & duration) | Payment Mechanism (Credit Card Swipe, RFID, App, etc.) | WEX or Voyager Credit Card Accepted?
47QMCA22A0003 | APOLLO SUNGUARD SYSTEMS, INC. | FreeWire Technology | No - Product is undergoing FedRAMP review and will not be available for ordering through the BPAs until this process is complete and the platform this product operates on receives an ATO designation or it has been determined does not require one. Purchase this product today through GSA Advantage, but agencies will need to evaluate each product at the agency level to ensure it meets all agency-specific privacy, IT, and cyber supply chain requirements. | BOOST160S BNDL | N/A | BOOST 150 KWH CHARGER BUNDLE | Boost 150 kWh Charger Bundle (Boost 150kWh Charger and 3-Year On-Site Warranty)Bundle includes BOOST160S, BOOST160S ONSITE3Y, and "Boost 150 kWh Charger Bundle (Boost 150kWh Charger and 3-Year On-Site Warranty)Bundle includes BOOST160S, BOOST160S O | EA | 157475.41 | 151617.32 | 3.72% | N/A | 120 DAYS | Dual Port CCS & CHAdeMO combo w/ DC Fast Integrated Storage | Commercial | 150 | 27kW (208v*80A) | 98% | 2 | CCS & CHAdeMO combo | 11 | RFID, Mobile App, QR Code, Credit Card (Swipe, Contact and Contactless), NFC (Apple/Android/GooglePay) when networked | Available Networked outside this contract | Various Networks is purchased outside of this contract | Yes | Yes. Network can be changed via over the air update and performed at any time owner designates. | Yes | Pedestal | UL 2202, UL 991, UL 2231-1, UL 2231-2, and UL 1973 (battery pack) | 3-Year On-Site Warranty (Battery, Parts and Workmanship), Performance Data Analysis & Reporting, Annual Preventative Maintenance and Over the Air Software Updates | RFID, Swipe, Contact, Contactless and NFC | No but working on it
47QMCA22A0001 | ABM FACILITY SUPPORT SERVICES, LLC | ABB E-mobility Inc. | No - Product is undergoing FedRAMP review and will not be available for ordering through the BPAs until this process is complete and the platform this product operates on receives an ATO designation or it has been determined does not require one. Purchase this product today through GSA Advantage, but agencies will need to evaluate each product at the agency level to ensure it meets all agency-specific privacy, IT, and cyber supply chain requirements. | 6AGC107060 | N/A | DCWB22 C SP | The UL certified Terra DC Wallbox is a compActivation "Destination DC" charger, perfect for commercial parking, auto dealerships, workplace facilities and fleets. With its low-power, high-voltage architecture, the Terra DC Wallbox can be installed at sites with defined or limited available power service – while offering 920 VDC charging capability for every EV model. This 22.5 kW model with a 208/240 V single phase input and rated up to 920 VDC output features a single outlet 23 foot CCS-1 connector cable, RFID Reader, LED Display, 4G cellular modem, basic cable management holster for CCS-1, can support OCPP 1.6 integrations, and comes with a 2 year parts only warranty. EMC Class A Unit, may not be used in residential grid application Note- For extended parts or labor warranties and Activationivation fee please see items below: 6AGC100306 6AGC100307 6AGC100308 EW1LDCWB EW2LDCWB EW3LDCWB DCWBPM ACDCWB | EA | 16085.29 | 16085.29 | 0% |  | 120 Days | Standard Single | Commercial | 22 | (100A - 1-phase) | 0.94 | 2 | CCS | 7 m (23 ft) | Dependent upon network selected but typically mobile app, RFID, microchip-enabled credit card or Plug n Charge | Yes | ABB chargers are network agnostic and compatible with every major, standardized network provider | Yes | Switching OCPP 1.6J network providers is simple and low-cost. The majority of work involves switching the URL connection point to the particular network operator (assuming the new network operator is OCPP 1.6J compliant and confirmed functional with ABB chargers). | No | Wall, rack, pedestal | UL Certified, CE. | 2 year / parts | N/A | No
47QMCA22A0001 | ABM FACILITY SUPPORT SERVICES, LLC | ABB E-mobility Inc. | No - Product is undergoing FedRAMP review and will not be available for ordering through the BPAs until this process is complete and the platform this product operates on receives an ATO designation or it has been determined does not require one. Purchase this product today through GSA Advantage, but agencies will need to evaluate each product at the agency level to ensure it meets all agency-specific privacy, IT, and cyber supply chain requirements. | 6AGC107314 | N/A | DCWB22 CJ SP | The UL certified Terra DC Wallbox is a compActivation "Destination DC" charger, perfect for commercial parking, auto dealerships, workplace facilities and fleets. With its low-power, high-voltage architecture, the Terra DC Wallbox can be installed at sites with defined or limited available power service – while offering 920 VDC charging capability for every EV model. This 22.5 kW model with a 208/240 V single phase input and rated up to 920 VDC output features dual outlet 23 foot CCS-1 and CHAdeMO connector cables, RFID Reader, LED Display, 4G cellular modem, basic cable management holsters for CCS-1 and CHAdeMO, can support OCPP 1.6 integrations, and comes with a 2 year parts only warranty. EMC Class A Unit, may not be used in residential grid application Note- For extended parts or labor warranties and Activationivation fee please see items below: 6AGC100306 6AGC100307 6AGC100308 EW1LDCWB EW2LDCWB EW3LDCWB DCWBPM ACDCWB | EA | 19725.36 | 19725.36 | 0% |  | 120 Days | Dual Port | Commercial | 22 | (100A - 1-phase) | 0.94 | 2 | CCS, CHAdeMO | 7 m (23 ft) | Dependent upon network selected but typically mobile app, RFID, microchip-enabled credit card or Plug n Charge | Yes | ABB chargers are network agnostic and compatible with every major, standardized network provider | Yes | Switching OCPP 1.6J network providers is simple and low-cost. The majority of work involves switching the URL connection point to the particular network operator (assuming the new network operator is OCPP 1.6J compliant and confirmed functional with ABB chargers). | No | Wall, rack, pedestal | UL Certified, CE. | 2 year / parts | N/A | No
47QMCA22A0001 | ABM FACILITY SUPPORT SERVICES, LLC | ABB E-mobility Inc. | No - Product is undergoing FedRAMP review and will not be available for ordering through the BPAs until this process is complete and the platform this product operates on receives an ATO designation or it has been determined does not require one. Purchase this product today through GSA Advantage, but agencies will need to evaluate each product at the agency level to ensure it meets all agency-specific privacy, IT, and cyber supply chain requirements. | 6AGC107062 | N/A | DCWB24 C 3P | The UL certified Terra DC Wallbox is a compActivation "Destination DC" charger, perfect for commercial parking, auto dealerships, workplace facilities and fleets. With its low-power, high-voltage architecture, the Terra DC Wallbox can be installed at sites with defined or limited available power service – while offering 920 VDC charging capability for every EV model. This 24 kW model with a 480 V three phase input and rated up to 920 VDC output features a single outlet 23 foot CCS-1 connector cable, RFID Reader, LED Display, 4G cellular modem, basic cable management holster for CCS-1, is rated EMC Class B, can support OCPP 1.6 integrations, and comes with a 2 year parts only warranty. Note- For extended parts or labor warranties and Activationivation fee please see items below: 6AGC100306 6AGC100307 6AGC100308 EW1LDCWB EW2LDCWB EW3LDCWB DCWBPM ACDCWB | EA | 16572.15 | 16572.15 | 0% |  | 120 Days | Standard Single | Commercial | 24 | (32A - 3-phase) | 0.94 | 2 | CCS | 7 m (23 ft) | Dependent upon network selected but typically mobile app, RFID, microchip-enabled credit card or Plug n Charge | Yes | ABB chargers are network agnostic and compatible with every major, standardized network provider | Yes | Switching OCPP 1.6J network providers is simple and low-cost. The majority of work involves switching the URL connection point to the particular network operator (assuming the new network operator is OCPP 1.6J compliant and confirmed functional with ABB chargers). | No | Wall, rack, pedestal | UL Certified, CE. | 2 year / parts | N/A | No
47QMCA22A0001 | ABM FACILITY SUPPORT SERVICES, LLC | ABB E-mobility Inc. | No - Product is undergoing FedRAMP review and will not be available for ordering through the BPAs until this process is complete and the platform this product operates on receives an ATO designation or it has been determined does not require one. Purchase this product today through GSA Advantage, but agencies will need to evaluate each product at the agency level to ensure it meets all agency-specific privacy, IT, and cyber supply chain requirements. | 6AGC107315 | N/A | DCWB24 CJ 3P | This 24 kW model with a 480 V three phase input and rated up to 920 VDC outputfeatures dual outlet 23 foot CCS-1 and CHAdeMO connector cables, RFID Reader, LED Display, 4G cellular modem, basic cable management holster for CCS-1 and CHAdeMO, is rated EMC Class B, can support OCPP 1.6 integrations, and comes with a 2 year parts only warranty. Note- For extended parts or labor warranties and Activationivation fee please see items below: 6AGC100306 6AGC100307 6AGC100308 EW1LDCWB EW2LDCWB EW3LDCWB DCWBPM ACDCWB | EA | 19570.14 | 19570.14 | 0% |  | 120 Days | Dual Port | Commercial | 24 | (32A - 3-phase) | 0.94 | 2 | CCS, CHAdeMO | 7 m (23 ft) | Dependent upon network selected but typically mobile app, RFID, microchip-enabled credit card or Plug n Charge | Yes | ABB chargers are network agnostic and compatible with every major, standardized network provider | Yes | Switching OCPP 1.6J network providers is simple and low-cost. The majority of work involves switching the URL connection point to the particular network operator (assuming the new network operator is OCPP 1.6J compliant and confirmed functional with ABB chargers). | No | Wall, rack, pedestal | UL Certified, CE. | 2 year / parts | N/A | No
47QMCA22A0001 | ABM FACILITY SUPPORT SERVICES, LLC | ABB E-mobility Inc. | No - Product is undergoing FedRAMP review and will not be available for ordering through the BPAs until this process is complete and the platform this product operates on receives an ATO designation or it has been determined does not require one. Purchase this product today through GSA Advantage, but agencies will need to evaluate each product at the agency level to ensure it meets all agency-specific privacy, IT, and cyber supply chain requirements. | (1) 6AGC070558 (1) 6AGC076522 | N/A | HVC150 1C | HVC-150 - 150 kW DC Fast Charger rated up to 850 VDC, One 150 kW Power Cabinet and (1) Depot Charge Box with 23 foot CCS-1 cable, cellular modem, 2 year warranty. ABB HVC-C UL Depot Charging systems offer a highly reliable, intelligent and cost-effective solution to charge large EV fleets such as buses, trucks and other commercial vehicles. The HVC (Heavy Vehicle Charger) require both a remote mounted power cabinet and a charge post. - HVC robustness package included : Redundant auxiliary power supply; Low temperature option: integrated Heating system for extension of the operating temperature to -35 degC to +50 degC, Activationive temperature measurement and control; Intelligent air filter system; Intelligent fuse control. - HVC long distance support package included: To increase distance up to 150 meters. Data communication enhancer module; Overvoltage protection system; Cable between power cabinet and depot box not included. Note- For extended parts or labor warranties please see items below: EW1LHVC150PC EW2LHVC150PC EW1LHVC150DB EW2LHVC150DB EW3LHVC150DB EW3LHVC150PC HVC150PM 6AGC068162 6AGC068164 6AGC068165 6AGC068169 6AGC068170 6AGC068171 | EA | 91992.72 | 91992.72 | 0% |  | 120 Days | Single Port | Commercial | 150 | (198A - 3-phase) | 0.94 | 1 | CCS | 3.5 m (11.5 ft) standard; 7 m (23 ft) optional | Usually behind the fence so authorization is not needed. Plug n charge is available as well | Yes | ABB chargers are network agnostic and compatible with every major, standardized network provider | Yes | Switching OCPP 1.6J network providers is simple and low-cost. The majority of work involves switching the URL connection point to the particular network operator (assuming the new network operator is OCPP 1.6J compliant and confirmed functional with ABB chargers). | No | Floor / wall, rack, pedestal | UL Certified, CE. | 2 years / parts & labor | N/A | No
47QMCA22A0001 | ABM FACILITY SUPPORT SERVICES, LLC | ABB E-mobility Inc. | No - Product is undergoing FedRAMP review and will not be available for ordering through the BPAs until this process is complete and the platform this product operates on receives an ATO designation or it has been determined does not require one. Purchase this product today through GSA Advantage, but agencies will need to evaluate each product at the agency level to ensure it meets all agency-specific privacy, IT, and cyber supply chain requirements. | (1) 6AGC070558 (2) 6AGC076522 (1) 6AGC069251 | N/A | HVC150 2C +S | HVC-150 - 150 kW DC Fast Charger rated up to 850 VDC, One 150 kW Power Cabinet and (2) Depot Charge Boxes with 23 foot CCS-1 cables, sequential charging, robustness and long distance packages, cellular modem, 2 year warranty. ABB HVC-C UL Depot Charging systems offer a highly reliable, intelligent and cost-effective solution to charge large EV fleets such as buses, trucks and other commercial vehicles. The HVC (Heavy Vehicle Charger) require both a remote mounted power cabinet and a charge post. Note- For extended parts or labor warranties please see items below: EW1LHVC150PC EW2LHVC150PC EW1LHVC150DB EW2LHVC150DB EW3LHVC150DB EW3LHVC150PC HVC150PM 6AGC068162 6AGC068164 6AGC068165 6AGC068169 6AGC068170 6AGC068171 | EA | 107841.24 | 107841.24 | 0% |  | 120 Days | Single Port | Commercial | 150 | (198A - 3-phase) | 0.94 | 2 | CCS | 3.5 m (11.5 ft) standard; 7 m (23 ft) optional | Usually behind the fence so authorization is not needed. Plug n charge is available as well | Yes | ABB chargers are network agnostic and compatible with every major, standardized network provider | Yes | Switching OCPP 1.6J network providers is simple and low-cost. The majority of work involves switching the URL connection point to the particular network operator (assuming the new network operator is OCPP 1.6J compliant and confirmed functional with ABB chargers). | No | Floor / wall, rack, pedestal | UL Certified, CE. | 2 years / parts & labor | N/A | No
47QMCA22A0001 | ABM FACILITY SUPPORT SERVICES, LLC | ABB E-mobility Inc. | No - Product is undergoing FedRAMP review and will not be available for ordering through the BPAs until this process is complete and the platform this product operates on receives an ATO designation or it has been determined does not require one. Purchase this product today through GSA Advantage, but agencies will need to evaluate each product at the agency level to ensure it meets all agency-specific privacy, IT, and cyber supply chain requirements. | (1) 6AGC070558 (3) 6AGC076522 (1) 6AGC069251 | N/A | HVC150 3C +S | HVC-150 - 150 kW DC Fast Charger rated up to 850 VDC, One 150 kW Power Cabinet and (3) Depot Charge Boxes with 23 foot CCS-1 cables, sequential charging, robustness and long distance packages, cellular modem, 2 year warranty, includes sequential charging package. ABB HVC-C UL Depot Charging systems offer a highly reliable, intelligent and cost-effective solution to charge large EV fleets such as buses, trucks and other commercial vehicles. The HVC (Heavy Vehicle Charger) require both a remote mounted power cabinet and a charge post. Note- For extended parts or labor warranties please see items below: EW1LHVC150PC EW2LHVC150PC EW1LHVC150DB EW2LHVC150DB EW3LHVC150DB EW3LHVC150PC HVC150PM 6AGC068162 6AGC068164 6AGC068165 6AGC068169 6AGC068170 6AGC068171 | EA | 119024.63 | 119024.63 | 0% |  | 120 Days | Single Port | Commercial | 150 | (198A - 3-phase) | 0.94 | 3 | CCS | 3.5 m (11.5 ft) standard; 7 m (23 ft) optional | Usually behind the fence so authorization is not needed. Plug n charge is available as well | Yes | ABB chargers are network agnostic and compatible with every major, standardized network provider | Yes | Switching OCPP 1.6J network providers is simple and low-cost. The majority of work involves switching the URL connection point to the particular network operator (assuming the new network operator is OCPP 1.6J compliant and confirmed functional with ABB chargers). | No | Floor / wall, rack, pedestal | UL Certified, CE. | 2 years / parts & labor | N/A | No
47QMCA22A0001 | ABM FACILITY SUPPORT SERVICES, LLC | ABB E-mobility Inc. | No - Product is undergoing FedRAMP review and will not be available for ordering through the BPAs until this process is complete and the platform this product operates on receives an ATO designation or it has been determined does not require one. Purchase this product today through GSA Advantage, but agencies will need to evaluate each product at the agency level to ensure it meets all agency-specific privacy, IT, and cyber supply chain requirements. | 6AGC107795 | N/A | T54CJ CCR | The Terra 54 CJ is a 50 kW DC fast charger with one 20 foot long CCS1 charging cable and one 20 foot long CHAdeMO charging cable. ABB’s 4G modem-connected chargers feature a 5x10kW redundant power module architecture for high uptime and remote serviceability – with a 7" high-brightness color touchscreen display, RFID, support for OCPP 1.6 integrations, Nayax credit card reader, and comes with a 2 year warranty. (65KAIC) Note- For extended parts or labor warranties or Activationivation fee please see items below: 6AGC068175 6AGC068176 6AGC068177 ActivationX4 CSATRATX4 EW1LT54 EW1LT54PM EW2LT54 EW2LT54PM EW3LT54 EW3LT54PM T54PM | EA | 41376.05 | 41376.05 | 0% |  | 120 Days | Dual Port | Commercial | 50 | (64A - 3-phase) | 0.95 | 2 | CCS, CHAdeMO | 6 m (19.6 ft) standard | Dependent upon network selected but typically mobile app, RFID, microchip-enabled credit card or Plug n Charge | Yes | ABB chargers are network agnostic and compatible with every major, standardized network provider | Yes | Switching OCPP 1.6J network providers is simple and low-cost. The majority of work involves switching the URL connection point to the particular network operator (assuming the new network operator is OCPP 1.6J compliant and confirmed functional with ABB chargers). | No | Floor | UL Certified, CE. | 2 years / parts & labor | VISA, Mastercard, Discover, AmEx, Monyx, others dependent on chosen network | No
47QMCA22A0001 | ABM FACILITY SUPPORT SERVICES, LLC | ABB E-mobility Inc. | No - Product is undergoing FedRAMP review and will not be available for ordering through the BPAs until this process is complete and the platform this product operates on receives an ATO designation or it has been determined does not require one. Purchase this product today through GSA Advantage, but agencies will need to evaluate each product at the agency level to ensure it meets all agency-specific privacy, IT, and cyber supply chain requirements. | 6AGC107092 | N/A | T54HV C | ABB’s Terra 54HV C DC fast charger has been designed to support 50 kW continuous charging for vehicles with battery voltages requiring up to 920 VDC with one 20 foot long CCS1 charging cable. ABB’s 4G modem-connected chargers feature a 5x10kW redundant power module architecture for high uptime and remote serviceability – with a 7" high-brightness color touchscreen display, RFID, support for OCPP 1.6 integrations, and comes with a 2 year warranty. (65KAIC) Nayax credit card reader is not included and available as a separate Accessoryessory that may be purchased. Note- For extended parts or labor warranties or Activationivation fee please see items below: 6AGC068175 6AGC068176 6AGC068177 ActivationX4 CSATRATX4 EW1LT54 EW1LT54PM EW2LT54 EW2LT54PM EW3LT54 EW3LT54PM T54PM | EA | 41352.12 | 41352.12 | 0% |  | 120 Days | Standard Single | Commercial | 50 | (64A - 3-phase) | 0.95 | 2 | CCS | 6 m (19.6 ft) standard | Dependent upon network selected but typically mobile app, RFID, microchip-enabled credit card or Plug n Charge | Yes | ABB chargers are network agnostic and compatible with every major, standardized network provider | Yes | Switching OCPP 1.6J network providers is simple and low-cost. The majority of work involves switching the URL connection point to the particular network operator (assuming the new network operator is OCPP 1.6J compliant and confirmed functional with ABB chargers). | No | Floor | UL Certified, CE. | 2 years / parts & labor | VISA, Mastercard, Discover, AmEx, Monyx, others dependent on chosen network | No
47QMCA22A0001 | ABM FACILITY SUPPORT SERVICES, LLC | ABB E-mobility Inc. | No - Product is undergoing FedRAMP review and will not be available for ordering through the BPAs until this process is complete and the platform this product operates on receives an ATO designation or it has been determined does not require one. Purchase this product today through GSA Advantage, but agencies will need to evaluate each product at the agency level to ensure it meets all agency-specific privacy, IT, and cyber supply chain requirements. | 6AGC108090 | N/A | T54HV CJ | ABB’s Terra 54HV CJ DC fast charger has been designed to support 50 kW continuous charging for vehicles with battery voltages requiring up to 920 VDC with with one 20 foot long CCS1 charging cable and one 20 foot long CHAdeMO charging cable. ABB’s 4G modem-connected chargers feature a 5x10kW redundant power module architecture for high uptime and remote serviceability – with a 7" high-brightness color touchscreen display, RFID, support for OCPP 1.6 integrations, and comes with a 2 year warranty.(65KAIC) Nayax credit card reader is not included and available as a separate Accessoryessory that may be purchased. Note- For extended parts or labor warranties or Activationivation fee please see items below: 6AGC068175 6AGC068176 6AGC068177 ActivationX4 CSATRATX4 EW1LT54 EW1LT54PM EW2LT54 EW2LT54PM EW3LT54 EW3LT54PM T54PM | EA | 44604.53 | 44604.53 | 0% |  | 120 Days | Dual Port | Commercial | 50 | (64A - 3-phase) | 0.95 | 2 | CCS, CHAdeMO | 6 m (19.6 ft) standard | Dependent upon network selected but typically mobile app, RFID, microchip-enabled credit card or Plug n Charge | Yes | ABB chargers are network agnostic and compatible with every major, standardized network provider | Yes | Switching OCPP 1.6J network providers is simple and low-cost. The majority of work involves switching the URL connection point to the particular network operator (assuming the new network operator is OCPP 1.6J compliant and confirmed functional with ABB chargers). | No | Floor | UL Certified, CE. | 2 years / parts & labor | VISA, Mastercard, Discover, AmEx, Monyx, others dependent on chosen network | No
47QMCA22A0001 | ABM FACILITY SUPPORT SERVICES, LLC | ABB E-mobility Inc. | No - Product is undergoing FedRAMP review and will not be available for ordering through the BPAs until this process is complete and the platform this product operates on receives an ATO designation or it has been determined does not require one. Purchase this product today through GSA Advantage, but agencies will need to evaluate each product at the agency level to ensure it meets all agency-specific privacy, IT, and cyber supply chain requirements. | 6AGC102235 | N/A | Terra 124 C UL | The Terra 124 C is a 120 kW DC fast charger rated up to 920 VDC with 1x 20 foot 200 amp CCS-1 cable connector. ABB’s 4G modem-connected chargers feature a redundant power module architecture for high uptime and remote serviceability – with a 7" high-brightness color touchscreen display, RFID, support for OCPP 1.6 integrations, and comes with a 2 year warranty. Nayax credit card reader is not included and available as a separate Accessoryessory that may be purchased. | EA | 76998.21 | 76998.21 | 0% |  | 120 Days | Standard Single | Commercial | 120 | (153 A - 3-phase) | 0.95 | 1 | CCS | 6 m (19.6 ft) standard | Dependent upon network selected but typically mobile app, RFID, microchip-enabled credit card or Plug n Charge | Yes | ABB chargers are network agnostic and compatible with every major, standardized network provider | Yes | Switching OCPP 1.6J network providers is simple and low-cost. The majority of work involves switching the URL connection point to the particular network operator (assuming the new network operator is OCPP 1.6J compliant and confirmed functional with ABB chargers). | No | Floor | UL Certified, CE. | 2 years / parts & labor | VISA, Mastercard, Discover, AmEx, Monyx, others dependent on chosen network | No
47QMCA22A0001 | ABM FACILITY SUPPORT SERVICES, LLC | ABB E-mobility Inc. | No - Product is undergoing FedRAMP review and will not be available for ordering through the BPAs until this process is complete and the platform this product operates on receives an ATO designation or it has been determined does not require one. Purchase this product today through GSA Advantage, but agencies will need to evaluate each product at the agency level to ensure it meets all agency-specific privacy, IT, and cyber supply chain requirements. | 6AGC106951 | N/A | Terra 124 CC UL | The Terra 124 CC is a 120 kW DC fast charger rated up to 920 VDC with 2x 20 ft 200 amp CCS-1 cable connectors in dual outlet configuration, and can charge 2 cars simultaneously up to 60 kW each. ABB’s 4G modem-connected chargers feature a redundant power module architecture for high uptime and remote serviceability – with a 7" high-brightness color touchscreen display, RFID, support for OCPP 1.6 integrations, and comes with a 2 year warranty. Nayax credit card reader is not included and available as a separate Accessoryessory that may be purchased. | EA | 81250.8 | 81250.8 | 0% |  | 120 Days | Dual Port | Commercial | 120 | (153 A - 3-phase) | 0.95 | 2 | CCS | 6 m (19.6 ft) standard | Dependent upon network selected but typically mobile app, RFID, microchip-enabled credit card or Plug n Charge | Yes | ABB chargers are network agnostic and compatible with every major, standardized network provider | Yes | Switching OCPP 1.6J network providers is simple and low-cost. The majority of work involves switching the URL connection point to the particular network operator (assuming the new network operator is OCPP 1.6J compliant and confirmed functional with ABB chargers). | No | Floor | UL Certified, CE. | 2 years / parts & labor | VISA, Mastercard, Discover, AmEx, Monyx, others dependent on chosen network | No
47QMCA22A0001 | ABM FACILITY SUPPORT SERVICES, LLC | ABB E-mobility Inc. | No - Product is undergoing FedRAMP review and will not be available for ordering through the BPAs until this process is complete and the platform this product operates on receives an ATO designation or it has been determined does not require one. Purchase this product today through GSA Advantage, but agencies will need to evaluate each product at the agency level to ensure it meets all agency-specific privacy, IT, and cyber supply chain requirements. | 6AGC102238 | N/A | Terra 124 CJ UL | The Terra 124 CJ is a 120 kW DC fast charger rated up to 920 VDC with a 20 ft 200 amp CCS-1 cable connector and a 20 ft CHAdeMO connector in dual outlet configuration, and can charge 2 cars simultaneously up to 60 kW each. ABB’s 4G modem-connected chargers feature a redundant power module architecture for high uptime and remote serviceability – with a 7" high-brightness color touchscreen display, RFID, support for OCPP 1.6 integrations, and comes with a 2 year warranty. Nayax credit card reader is not included and available as a separate Accessoryessory that may be purchased. | EA | 83616.4 | 83616.4 | 0% |  | 120 Days | Dual Port | Commercial | 120 | (153 A - 3-phase) | 0.95 | 2 | CCS, CHAdeMO | 6 m (19.6 ft) standard | Dependent upon network selected but typically mobile app, RFID, microchip-enabled credit card or Plug n Charge | Yes | ABB chargers are network agnostic and compatible with every major, standardized network provider | Yes | Switching OCPP 1.6J network providers is simple and low-cost. The majority of work involves switching the URL connection point to the particular network operator (assuming the new network operator is OCPP 1.6J compliant and confirmed functional with ABB chargers). | No | Floor | UL Certified, CE. | 2 years / parts & labor | VISA, Mastercard, Discover, AmEx, Monyx, others dependent on chosen network | No
47QMCA22A0001 | ABM FACILITY SUPPORT SERVICES, LLC | ABB E-mobility Inc. | No - Product is undergoing FedRAMP review and will not be available for ordering through the BPAs until this process is complete and the platform this product operates on receives an ATO designation or it has been determined does not require one. Purchase this product today through GSA Advantage, but agencies will need to evaluate each product at the agency level to ensure it meets all agency-specific privacy, IT, and cyber supply chain requirements. | 6AGC102229 | N/A | Terra 184 C UL | The Terra 184 C is a 180 kW DC fast charger rated up to 920 VDC with 1x 20 foot 200 amp CCS-1 cable connector. ABB’s 4G modem-connected chargers feature a redundant power module architecture for high uptime and remote serviceability – with a 7" high-brightness color touchscreen display, RFID, support for OCPP 1.6 integrations, and comes with a 2 year warranty. Nayax credit card reader is not included and available as a separate Accessoryessory that may be purchased. | EA | 94961.25 | 94961.25 | 0% |  | 120 Days | Standard Single | Commercial | 180 | (230 A - 3-phase) | 0.95 | 1 | CCS | 6 m (19.6 ft) standard | Dependent upon network selected but typically mobile app, RFID, microchip-enabled credit card or Plug n Charge | Yes | ABB chargers are network agnostic and compatible with every major, standardized network provider | Yes | Switching OCPP 1.6J network providers is simple and low-cost. The majority of work involves switching the URL connection point to the particular network operator (assuming the new network operator is OCPP 1.6J compliant and confirmed functional with ABB chargers). | No | Floor | UL Certified, CE. | 2 years / parts & labor | VISA, Mastercard, Discover, AmEx, Monyx, others dependent on chosen network | No
47QMCA22A0001 | ABM FACILITY SUPPORT SERVICES, LLC | ABB E-mobility Inc. | No - Product is undergoing FedRAMP review and will not be available for ordering through the BPAs until this process is complete and the platform this product operates on receives an ATO designation or it has been determined does not require one. Purchase this product today through GSA Advantage, but agencies will need to evaluate each product at the agency level to ensure it meets all agency-specific privacy, IT, and cyber supply chain requirements. | 6AGC106949 | N/A | Terra 184 CC UL | The Terra 184 CC is a 180 kW DC fast charger rated up to 920 VDC with 2x 20 ft 200 amp CCS-1 cable connectors in dual outlet configuration, and can charge 2 cars simultaneously up to 90 kW each. ABB’s 4G modem-connected chargers feature a redundant power module architecture for high uptime and remote serviceability – with a 7" high-brightness color touchscreen display, RFID, support for OCPP 1.6 integrations, and comes with a 2 year warranty. Nayax credit card reader is not included and available as a separate Accessoryessory that may be purchased. | EA | 99216.14 | 99216.14 | 0% |  | 120 Days | Dual Port | Commercial | 180 | (230 A - 3-phase) | 0.95 | 2 | CCS | 6 m (19.6 ft) standard | Dependent upon network selected but typically mobile app, RFID, microchip-enabled credit card or Plug n Charge | Yes | ABB chargers are network agnostic and compatible with every major, standardized network provider | Yes | Switching OCPP 1.6J network providers is simple and low-cost. The majority of work involves switching the URL connection point to the particular network operator (assuming the new network operator is OCPP 1.6J compliant and confirmed functional with ABB chargers). | No | Floor | UL Certified, CE. | 2 years / parts & labor | VISA, Mastercard, Discover, AmEx, Monyx, others dependent on chosen network | No
47QMCA22A0001 | ABM FACILITY SUPPORT SERVICES, LLC | ABB E-mobility Inc. | No - Product is undergoing FedRAMP review and will not be available for ordering through the BPAs until this process is complete and the platform this product operates on receives an ATO designation or it has been determined does not require one. Purchase this product today through GSA Advantage, but agencies will need to evaluate each product at the agency level to ensure it meets all agency-specific privacy, IT, and cyber supply chain requirements. | 6AGC106950 | N/A | Terra 184 CJ UL | The Terra 184 CJ is a 180 kW DC fast charger rated up to 920 VDC with a 20 ft 200 amp CCS-1 cable connector and a 20 ft CHAdeMO connector in dual outlet configuration, and can charge 2 cars simultaneously up to 90 kW each. ABB’s 4G modem-connected chargers feature a redundant power module architecture for high uptime and remote serviceability – with a 7" high-brightness color touchscreen display, RFID, support for OCPP 1.6 integrations, and comes with a 2 year warranty. Nayax credit card reader is not included and available as a separate Accessoryessory that may be purchased. | EA | 101579.47 | 101579.47 | 0% |  | 120 Days | Dual Port | Commercial | 180 | (230 A - 3-phase) | 0.95 | 2 | CCS, CHAdeMO | 6 m (19.6 ft) standard | Dependent upon network selected but typically mobile app, RFID, microchip-enabled credit card or Plug n Charge | Yes | ABB chargers are network agnostic and compatible with every major, standardized network provider | Yes | Switching OCPP 1.6J network providers is simple and low-cost. The majority of work involves switching the URL connection point to the particular network operator (assuming the new network operator is OCPP 1.6J compliant and confirmed functional with ABB chargers). | No | Floor | UL Certified, CE. | 2 years / parts & labor | VISA, Mastercard, Discover, AmEx, Monyx, others dependent on chosen network | No
47QMCA22A0001 | ABM FACILITY SUPPORT SERVICES, LLC | ABB E-mobility Inc. | No - Product is undergoing FedRAMP review and will not be available for ordering through the BPAs until this process is complete and the platform this product operates on receives an ATO designation or it has been determined does not require one. Purchase this product today through GSA Advantage, but agencies will need to evaluate each product at the agency level to ensure it meets all agency-specific privacy, IT, and cyber supply chain requirements. | 6AGC102247 | N/A | Terra 94 C UL | The Terra 94 C is a 90 kW DC fast charger rated up to 920 VDC with 1x 20 foot 200 amp CCS-1 cable connector. ABB’s 4G modem-connected chargers feature a redundant power module architecture for high uptime and remote serviceability – with a 7" high-brightness color touchscreen display, RFID, support for OCPP 1.6 integrations, and comes with a 2 year warranty. Nayax credit card reader is not included and available as a separate Accessoryessory that may be purchased. | EA | 68488.42 | 68488.42 | 0% |  | 120 Days | Standard Single | Commercial | 90 | (115 A - 3-phase) | 0.95 | 1 | CCS | 6 m (19.6 ft) standard | Dependent upon network selected but typically mobile app, RFID, microchip-enabled credit card or Plug n Charge | Yes | ABB chargers are network agnostic and compatible with every major, standardized network provider | Yes | Switching OCPP 1.6J network providers is simple and low-cost. The majority of work involves switching the URL connection point to the particular network operator (assuming the new network operator is OCPP 1.6J compliant and confirmed functional with ABB chargers). | No | Floor | UL Certified, CE. | 2 years / parts & labor | VISA, Mastercard, Discover, AmEx, Monyx, others dependent on chosen network | No
47QMCA22A0001 | ABM FACILITY SUPPORT SERVICES, LLC | ABB E-mobility Inc. | No - Product is undergoing FedRAMP review and will not be available for ordering through the BPAs until this process is complete and the platform this product operates on receives an ATO designation or it has been determined does not require one. Purchase this product today through GSA Advantage, but agencies will need to evaluate each product at the agency level to ensure it meets all agency-specific privacy, IT, and cyber supply chain requirements. | 6AGC106948 | N/A | Terra 94 CC UL | The Terra 94 CC is a 90 kW DC fast charger rated up to 920 VDC with 2x 20 ft 200 amp CCS-1 cable connectors in dual outlet configuration, charging one vehicle at a time. ABB’s 4G modem-connected chargers feature a redundant power module architecture for high uptime and remote serviceability – with a 7" high-brightness color touchscreen display, RFID, support for OCPP 1.6 integrations, and comes with a 2 year warranty. Nayax credit card reader is not included and available as a separate Accessoryessory that may be purchased. | EA | 72743.31 | 72743.31 | 0% |  | 120 Days | Dual Port | Commercial | 90 | (115 A - 3-phase) | 0.95 | 2 | CCS | 6 m (19.6 ft) standard | Dependent upon network selected but typically mobile app, RFID, microchip-enabled credit card or Plug n Charge | Yes | ABB chargers are network agnostic and compatible with every major, standardized network provider | Yes | Switching OCPP 1.6J network providers is simple and low-cost. The majority of work involves switching the URL connection point to the particular network operator (assuming the new network operator is OCPP 1.6J compliant and confirmed functional with ABB chargers). | No | Floor | UL Certified, CE. | 2 years / parts & labor | VISA, Mastercard, Discover, AmEx, Monyx, others dependent on chosen network | No
47QMCA22A0001 | ABM FACILITY SUPPORT SERVICES, LLC | ABB E-mobility Inc. | No - Product is undergoing FedRAMP review and will not be available for ordering through the BPAs until this process is complete and the platform this product operates on receives an ATO designation or it has been determined does not require one. Purchase this product today through GSA Advantage, but agencies will need to evaluate each product at the agency level to ensure it meets all agency-specific privacy, IT, and cyber supply chain requirements. | 6AGC102236 | N/A | Terra 94 CJ UL | The Terra 94 CJ is a 90 kW DC fast charger rated up to 920 VDC with a 20 ft 200 amp CCS-1 cable connector and a 20 ft CHAdeMO connector in dual outlet configuration, charging one vehicle at a time. ABB’s 4G modem-connected chargers feature a redundant power module architecture for high uptime and remote serviceability – with a 7" high-brightness color touchscreen display, RFID, support for OCPP 1.6 integrations, and comes with a 2 year warranty. Nayax credit card reader is not included and available as a separate Accessoryessory that may be purchased. | EA | 75108.92 | 75108.92 | 0% |  | 120 Days | Dual Port | Commercial | 90 | (115 A - 3-phase) | 0.95 | 2 | CCS, CHAdeMO | 6 m (19.6 ft) standard | Dependent upon network selected but typically mobile app, RFID, microchip-enabled credit card or Plug n Charge | Yes | ABB chargers are network agnostic and compatible with every major, standardized network provider | Yes | Switching OCPP 1.6J network providers is simple and low-cost. The majority of work involves switching the URL connection point to the particular network operator (assuming the new network operator is OCPP 1.6J compliant and confirmed functional with ABB chargers). | No | Floor | UL Certified, CE. | 2 years / parts & labor | VISA, Mastercard, Discover, AmEx, Monyx, others dependent on chosen network | No
47QMCA22A0001 | ABM FACILITY SUPPORT SERVICES, LLC | ABB E-mobility Inc. | No - Product is undergoing FedRAMP review and will not be available for ordering through the BPAs until this process is complete and the platform this product operates on receives an ATO designation or it has been determined does not require one. Purchase this product today through GSA Advantage, but agencies will need to evaluate each product at the agency level to ensure it meets all agency-specific privacy, IT, and cyber supply chain requirements. | 6AGC101327 | N/A | THP CP3 UL 500 C 5R-15M-0-0 | Terra HP Gen 3 Charge Post, 500 A CCS1, 5.3 m cable with retrActivationion system, 15" screen, Mifare RFID reader. cTUVus certified. 4G Modem. 2 year warranty is included. ABB’s Terra HP is a modular 175-350 kW ultra-fast EV charging system supporting all 150-920 VDC compatible vehicles. The Terra HP is ideally suited for highway corridor and EV fleet operations. The Terra HP (High Power) requires both a remote mounted power cabinet and a charge post. Note- For extended parts or labor warranties, commissioning or Activationivation fee please see items below: 6AGC105932 6AGC105938 6AGC105937 6AGC068179 6AGC068180 6AGC068181 EW1LTHP175 EW2LTHP175 EW3LTHP175 EW1LTHP350 EW2LTHP350 EW3LTHP350 T175PM T350PM CSATTHP ActivationHP | EA | 39160.89 | 39160.89 | 0% |  | 120 Days | Single Port | Commercial | 175 | (231A - 3-phase) | 0.94 | 1 | CCS | 5.3 m / 17 ft | Dependent upon network selected but typically mobile app, RFID, microchip-enabled credit card or Plug n Charge | Yes | ABB chargers are network agnostic and compatible with every major, standardized network provider | Yes | Switching OCPP 1.6J network providers is simple and low-cost. The majority of work involves switching the URL connection point to the particular network operator (assuming the new network operator is OCPP 1.6J compliant and confirmed functional with ABB chargers). | No | Floor | UL Certified, CE. | 2 years / parts & labor | VISA, Mastercard, Discover, AmEx, Monyx, others dependent on chosen network | No
47QMCA22A0001 | ABM FACILITY SUPPORT SERVICES, LLC | ABB E-mobility Inc. | No - Product is undergoing FedRAMP review and will not be available for ordering through the BPAs until this process is complete and the platform this product operates on receives an ATO designation or it has been determined does not require one. Purchase this product today through GSA Advantage, but agencies will need to evaluate each product at the agency level to ensure it meets all agency-specific privacy, IT, and cyber supply chain requirements. | 6AGC101329 | N/A | THP CP3 UL 500 CJ 5R-15M-0-0 | Terra HP Gen 3 Charge Post, 500 A CCS1 and 200 A CHAdeMO, 5.3 m cables with retrActivationion system, 15" screen, Mifare RFID reader. cTUVus certified. Note: simultaneous charging on both cables is not supported. 4G Modem. 2 year warranty is included. ABB’s Terra HP is a modular 175-350 kW ultra-fast EV charging system supporting all 150-920 VDC compatible vehicles. The Terra HP is ideally suited for highway corridor and EV fleet operations. The Terra HP (High Power) requires both a remote mounted power cabinet and a charge post. Note- For extended parts or labor warranties, commissioning or Activationivation fee please see items below: 6AGC105932 6AGC105938 6AGC105937 6AGC068179 6AGC068180 6AGC068181 EW1LTHP175 EW2LTHP175 EW3LTHP175 EW1LTHP350 EW2LTHP350 EW3LTHP350 T175PM T350PM CSATTHP ActivationHP | EA | 44142.14 | 44142.14 | 0% |  | 120 Days | Dual Port | Commercial | 175 | (231A - 3-phase) | 0.94 | 2 | CCS, CHAdeMO | 5.3 m / 17 ft | Dependent upon network selected but typically mobile app, RFID, microchip-enabled credit card or Plug n Charge | Yes | ABB chargers are network agnostic and compatible with every major, standardized network provider | Yes | Switching OCPP 1.6J network providers is simple and low-cost. The majority of work involves switching the URL connection point to the particular network operator (assuming the new network operator is OCPP 1.6J compliant and confirmed functional with ABB chargers). | No | Floor | UL Certified, CE. | 2 years / parts & labor | VISA, Mastercard, Discover, AmEx, Monyx, others dependent on chosen network | No
47QMCA22A0001 | ABM FACILITY SUPPORT SERVICES, LLC | ABB E-mobility Inc. | No - Product is undergoing FedRAMP review and will not be available for ordering through the BPAs until this process is complete and the platform this product operates on receives an ATO designation or it has been determined does not require one. Purchase this product today through GSA Advantage, but agencies will need to evaluate each product at the agency level to ensure it meets all agency-specific privacy, IT, and cyber supply chain requirements. | 6AGC067631 | N/A | THP UL 175 | Terra HP Power Cabinet, 175 kWp and 375 A output, 480 VAC 60 Hz input. cTUVus certified. 2 year warranty is included. ABB’s Terra HP is a modular 175-350 kW ultra-fast EV charging system supporting all 150-920 VDC compatible vehicles. The Terra HP is ideally suited for highway corridor and EV fleet operations. The Terra HP (High Power) requires both a remote mounted power cabinet and a charge post. Note- For extended parts or labor warranties, commissioning or Activationivation fee please see items below: 6AGC105932 6AGC105938 6AGC105937 6AGC068179 6AGC068180 6AGC068181 EW1LTHP175 EW2LTHP175 EW3LTHP175 EW1LTHP350 EW2LTHP350 EW3LTHP350 T175PM T350PM CSATTHP ActivationHP | EA | 64860.4 | 64860.4 | 0% |  | 120 Days | Power Cabinet | Commercial | 175 | (231A - 3-phase) | 0.94 | 0 | Power Cabinet | 5.3 m / 17 ft | Dependent upon network selected but typically mobile app, RFID, microchip-enabled credit card or Plug n Charge | Yes | ABB chargers are network agnostic and compatible with every major, standardized network provider | Yes | Switching OCPP 1.6J network providers is simple and low-cost. The majority of work involves switching the URL connection point to the particular network operator (assuming the new network operator is OCPP 1.6J compliant and confirmed functional with ABB chargers). | No | Floor | UL Certified, CE. | 2 years / parts & labor | VISA, Mastercard, Discover, AmEx, Monyx, others dependent on chosen network | No
47QMCA22A0001 | ABM FACILITY SUPPORT SERVICES, LLC | ABB E-mobility Inc. | No - Product is undergoing FedRAMP review and will not be available for ordering through the BPAs until this process is complete and the platform this product operates on receives an ATO designation or it has been determined does not require one. Purchase this product today through GSA Advantage, but agencies will need to evaluate each product at the agency level to ensure it meets all agency-specific privacy, IT, and cyber supply chain requirements. | 6AGC067632 | N/A | THP UL 175 D | Terra HP Power Cabinet with Dynamic DC power sharing, 175 kWp and 375 A output, 480 VAC 60 Hz input. cTUVus certified. 2 year warranty is included. ABB’s Terra HP is a modular 175-350 kW ultra-fast EV charging system supporting all 150-920 VDC compatible vehicles. The Terra HP is ideally suited for highway corridor and EV fleet operations. The Terra HP (High Power) requires both a remote mounted power cabinet and a charge post. Note- For extended parts or labor warranties, commissioning or Activationivation fee please see items below: 6AGC105932 6AGC105938 6AGC105937 6AGC068179 6AGC068180 6AGC068181 EW1LTHP175 EW2LTHP175 EW3LTHP175 EW1LTHP350 EW2LTHP350 EW3LTHP350 T175PM T350PM CSATTHP ActivationHP | EA | 69841.65 | 69841.65 | 0% |  | 120 Days | Power Cabinet | Commercial | 175 | (231A - 3-phase) | 0.94 | 0 | Power Cabinet | 5.3 m / 17 ft | Dependent upon network selected but typically mobile app, RFID, microchip-enabled credit card or Plug n Charge | Yes | ABB chargers are network agnostic and compatible with every major, standardized network provider | Yes | Switching OCPP 1.6J network providers is simple and low-cost. The majority of work involves switching the URL connection point to the particular network operator (assuming the new network operator is OCPP 1.6J compliant and confirmed functional with ABB chargers). | No | Floor | UL Certified, CE. | 2 years / parts & labor | VISA, Mastercard, Discover, AmEx, Monyx, others dependent on chosen network | No
47QMCA22A0001 | ABM FACILITY SUPPORT SERVICES, LLC | Blink Charging/Tritium | No - Product is undergoing FedRAMP review and will not be available for ordering through the BPAs until this process is complete and the platform this product operates on receives an ATO designation or it has been determined does not require one. Purchase this product today through GSA Advantage, but agencies will need to evaluate each product at the agency level to ensure it meets all agency-specific privacy, IT, and cyber supply chain requirements. | 01-0244 | N/A | RTM-50 Best | 50 KW - 20ft CCS+ ChaDeMo / CC Reader / Wrap / LEDs | EA | 42939.88 | 42939.88 | 0% |  | 180 | Commercial | Commercial | 50 | 63A | 0.95 | 2 | CCS & CHAdeMO combo | 20 | RFID, Mobile App and QR Code | Yes | Blink | Yes | Switching OCPP 1.6J network providers is simple and low-cost. The majority of work involves switching the URL connection point to the particular network operator (assuming the new network operator is OCPP 1.6J compliant and confirmed functional with ABB chargers). | No | Ground | UL Certified | https://blinkcharging.com/warranty-terms-and-conditions/ | App/Credit Swiper Optional | Yes
47QMCA22A0001 | ABM FACILITY SUPPORT SERVICES, LLC | Blink Charging/Tritium | No - Product is undergoing FedRAMP review and will not be available for ordering through the BPAs until this process is complete and the platform this product operates on receives an ATO designation or it has been determined does not require one. Purchase this product today through GSA Advantage, but agencies will need to evaluate each product at the agency level to ensure it meets all agency-specific privacy, IT, and cyber supply chain requirements. | 01-0243 | N/A | RTM-50 Better | 50 KW - 20ft CCS+ ChaDeMo / CC Reader / Wrap | EA | 37821.37 | 37821.37 | 0% |  | 180 | Commercial | Commercial | 50 | 63A | 0.95 | 2 | CCS & CHAdeMO combo | 20 | RFID, Mobile App and QR Code | Yes | Blink | Yes | Switching OCPP 1.6J network providers is simple and low-cost. The majority of work involves switching the URL connection point to the particular network operator (assuming the new network operator is OCPP 1.6J compliant and confirmed functional with ABB chargers). | No | Ground | UL Certified | https://blinkcharging.com/warranty-terms-and-conditions/ | App/Credit Swiper Optional | Yes
47QMCA22A0001 | ABM FACILITY SUPPORT SERVICES, LLC | Blink Charging/Tritium | No - Product is undergoing FedRAMP review and will not be available for ordering through the BPAs until this process is complete and the platform this product operates on receives an ATO designation or it has been determined does not require one. Purchase this product today through GSA Advantage, but agencies will need to evaluate each product at the agency level to ensure it meets all agency-specific privacy, IT, and cyber supply chain requirements. | 01-0242 | N/A | RTM-50 Good | 50 KW - 10ft CCS+ ChaDeMo / CC Reader / Wrap | EA | 33370.49 | 33370.49 | 0% |  | 180 | Commercial | Commercial | 50 | 63A | 0.95 | 2 | CCS & CHAdeMO combo | 10 | RFID, Mobile App and QR Code | Yes | Blink | Yes | Switching OCPP 1.6J network providers is simple and low-cost. The majority of work involves switching the URL connection point to the particular network operator (assuming the new network operator is OCPP 1.6J compliant and confirmed functional with ABB chargers). | No | Ground | UL Certified | https://blinkcharging.com/warranty-terms-and-conditions/ | App/Credit Swiper Optional | Yes
47QMCA22A0001 | ABM FACILITY SUPPORT SERVICES, LLC | Blink Charging/Tritium | No - Product is undergoing FedRAMP review and will not be available for ordering through the BPAs until this process is complete and the platform this product operates on receives an ATO designation or it has been determined does not require one. Purchase this product today through GSA Advantage, but agencies will need to evaluate each product at the agency level to ensure it meets all agency-specific privacy, IT, and cyber supply chain requirements. | 01-0252 | N/A | RTM-75 Best | 75 KW - 20ft CCS+ ChaDeMo / CC Reader / Wrap / LEDs | EA | 48503.49 | 48503.49 | 0% |  | 180 | Commercial | Commercial | 75 | 95A | 0.95 | 2 | CCS & CHAdeMO combo | 20 | RFID, Mobile App and QR Code | Yes | Blink | Yes | Switching OCPP 1.6J network providers is simple and low-cost. The majority of work involves switching the URL connection point to the particular network operator (assuming the new network operator is OCPP 1.6J compliant and confirmed functional with ABB chargers). | No | Ground | UL Certified | https://blinkcharging.com/warranty-terms-and-conditions/ | App/Credit Swiper Optional | Yes
47QMCA22A0001 | ABM FACILITY SUPPORT SERVICES, LLC | Blink Charging/Tritium | No - Product is undergoing FedRAMP review and will not be available for ordering through the BPAs until this process is complete and the platform this product operates on receives an ATO designation or it has been determined does not require one. Purchase this product today through GSA Advantage, but agencies will need to evaluate each product at the agency level to ensure it meets all agency-specific privacy, IT, and cyber supply chain requirements. | 01-0251 | N/A | RTM-75 Better | 75 KW - 20ft CCS+ ChaDeMo / CC Reader / Wrap | EA | 43384.97 | 43384.97 | 0% |  | 180 | Commercial | Commercial | 75 | 95A | 0.95 | 2 | CCS & CHAdeMO combo | 20 | RFID, Mobile App and QR Code | Yes | Blink | Yes | Switching OCPP 1.6J network providers is simple and low-cost. The majority of work involves switching the URL connection point to the particular network operator (assuming the new network operator is OCPP 1.6J compliant and confirmed functional with ABB chargers). | No | Ground | UL Certified | https://blinkcharging.com/warranty-terms-and-conditions/ | App/Credit Swiper Optional | Yes
47QMCA22A0001 | ABM FACILITY SUPPORT SERVICES, LLC | Blink Charging/Tritium | No - Product is undergoing FedRAMP review and will not be available for ordering through the BPAs until this process is complete and the platform this product operates on receives an ATO designation or it has been determined does not require one. Purchase this product today through GSA Advantage, but agencies will need to evaluate each product at the agency level to ensure it meets all agency-specific privacy, IT, and cyber supply chain requirements. | 01-0250 | N/A | RTM-75 Good | 75 KW - 10ft CCS+ ChaDeMo / CC Reader / Wrap | EA | 38934.09 | 38934.09 | 0% |  | 180 | Commercial | Commercial | 75 | 95A | 0.95 | 2 | CCS & CHAdeMO combo | 10 | RFID, Mobile App and QR Code | Yes | Blink | Yes | Switching OCPP 1.6J network providers is simple and low-cost. The majority of work involves switching the URL connection point to the particular network operator (assuming the new network operator is OCPP 1.6J compliant and confirmed functional with ABB chargers). | No | Ground | UL Certified | https://blinkcharging.com/warranty-terms-and-conditions/ | App/Credit Swiper Optional | Yes
47QMCA22A0001 | ABM FACILITY SUPPORT SERVICES, LLC | ChargePoint | No - Product is undergoing FedRAMP review and will not be available for ordering through the BPAs until this process is complete and the platform this product operates on receives an ATO designation or it has been determined does not require one. Purchase this product today through GSA Advantage, but agencies will need to evaluate each product at the agency level to ensure it meets all agency-specific privacy, IT, and cyber supply chain requirements. | CPE250C-625-CCS1-200A-CHD | N/A | CPE250 Hardware | ChargePoint Express 250 Station (62.5 kW) - includes Express 250 Station, 2x Power Modules, 1x CCS1 200A cable, 1x CHAdeMO cable, North America Modem/SIM, cUL and UL listed. Requires UNIVERSAL-CMT-METRIC, not included. | EA | 42178.09 | 42178.09 | 0% |  | 180 | Commercial | Commercial | 62.5kW (standalone) 125kW (paired) | 80A | >96% | 2 | CCS & CHAdeMO combo | 14 | RFID, Mobile App | Yes | Standard | Yes | Switching OCPP 1.6J network providers is simple and low-cost. The majority of work involves switching the URL connection point to the particular network operator (assuming the new network operator is OCPP 1.6J compliant and confirmed functional with ABB chargers). | Not at this time, as we monitor advancements and market adoption of the technology. | Ground | UL and cUL listed: complies with UL 2202, UL 2231-1, UL 2231-2, CSA 107.1 CE marking: complies with IEC 62196, IEC 61856 | one year standard parts only warranty; additional years of coverage are available under our Assure Program: https://www.chargepoint.com/products/service | Contactless Credit Card, RFID, Tap to Pay with Mobile app, call center, roaming | Yes
47QMCA22A0001 | ABM FACILITY SUPPORT SERVICES, LLC | ChargePoint | No - Product is undergoing FedRAMP review and will not be available for ordering through the BPAs until this process is complete and the platform this product operates on receives an ATO designation or it has been determined does not require one. Purchase this product today through GSA Advantage, but agencies will need to evaluate each product at the agency level to ensure it meets all agency-specific privacy, IT, and cyber supply chain requirements. | CPE250C-625-CCS1-CHD | N/A | CPE250 Hardware | ChargePoint Express 250 Station (62.5 kW) - includes Express 250 Station, 2x Power Modules, 1x CCS1 cable, 1x CHAdeMO cable, North America Modem/SIM, cUL and UL listed. Requires UNIVERSAL-CMT-METRIC, not included. | EA | 42178.09 | 42178.09 | 0% |  | 180 | Commercial | Commercial | 62.5kW (standalone) 125kW (paired) | 80A | >96% | 2 | CCS & CHAdeMO combo | 14 | RFID, Mobile App | Yes | Standard | Yes | Switching OCPP 1.6J network providers is simple and low-cost. The majority of work involves switching the URL connection point to the particular network operator (assuming the new network operator is OCPP 1.6J compliant and confirmed functional with ABB chargers). | Not at this time, as we monitor advancements and market adoption of the technology. | Ground | UL and cUL listed: complies with UL 2202, UL 2231-1, UL 2231-2, CSA 107.1 CE marking: complies with IEC 62196, IEC 61857 | one year standard parts only warranty; additional years of coverage are available under our Assure Program: https://www.chargepoint.com/products/service | Contactless Credit Card, RFID, Tap to Pay with Mobile app, call center, roaming | Yes
47QMCA22A0001 | ABM FACILITY SUPPORT SERVICES, LLC | ChargePoint | No - Product is undergoing FedRAMP review and will not be available for ordering through the BPAs until this process is complete and the platform this product operates on receives an ATO designation or it has been determined does not require one. Purchase this product today through GSA Advantage, but agencies will need to evaluate each product at the agency level to ensure it meets all agency-specific privacy, IT, and cyber supply chain requirements. | CPE250C-625-CCS1-200A-CHD-FTA | N/A | CPE250 Hardware | BUY AMERICA FTA compliant. ChargePoint Express 250 Station (62.5 kW) - includes Express 250 Station, 2x Power Modules, 1x CCS1 cable, 1x CHAdeMO cable, North America Modem/SIM, cUL and UL listed Requires UNIVERSAL-CMT-METRIC, not included. | EA | 47447.36 | 47447.36 | 0% |  | 180 | Commercial | Commercial | 62.5kW (standalone) 125kW (paired) | 80A | >96% | 2 | CCS & CHAdeMO combo | 14 | RFID, Mobile App | Yes | Standard | Yes | Switching OCPP 1.6J network providers is simple and low-cost. The majority of work involves switching the URL connection point to the particular network operator (assuming the new network operator is OCPP 1.6J compliant and confirmed functional with ABB chargers). | Not at this time, as we monitor advancements and market adoption of the technology. | Ground | UL and cUL listed: complies with UL 2202, UL 2231-1, UL 2231-2, CSA 107.1 CE marking: complies with IEC 62196, IEC 61853 | one year standard parts only warranty; additional years of coverage are available under our Assure Program: https://www.chargepoint.com/products/service | Contactless Credit Card, RFID, Tap to Pay with Mobile app, call center, roaming | Yes
47QMCA22A0001 | ABM FACILITY SUPPORT SERVICES, LLC | ChargePoint | No - Product is undergoing FedRAMP review and will not be available for ordering through the BPAs until this process is complete and the platform this product operates on receives an ATO designation or it has been determined does not require one. Purchase this product today through GSA Advantage, but agencies will need to evaluate each product at the agency level to ensure it meets all agency-specific privacy, IT, and cyber supply chain requirements. | CPE250C-625-CCS1-200A-FTA | N/A | CPE250 Hardware | BUY AMERICA FTA compliant. CP Express 250 Station (62.5 kW) - includes Express 250 Station, 2x Power Modules, 1x 200A CCS1 cable, North America Modem/SIM, cUL and UL listed. Requires UNIVERSAL-CMT-METRIC, not included. | EA | 47447.36 | 47447.36 | 0% |  | 180 | Commercial | Commercial | 62.5kW (standalone) 125kW (paired) | 80A | >96% | 2 | CCS & CHAdeMO combo | 14 | RFID, Mobile App | Yes | Standard | Yes | Switching OCPP 1.6J network providers is simple and low-cost. The majority of work involves switching the URL connection point to the particular network operator (assuming the new network operator is OCPP 1.6J compliant and confirmed functional with ABB chargers). | Not at this time, as we monitor advancements and market adoption of the technology. | Ground | UL and cUL listed: complies with UL 2202, UL 2231-1, UL 2231-2, CSA 107.1 CE marking: complies with IEC 62196, IEC 61854 | one year standard parts only warranty; additional years of coverage are available under our Assure Program: https://www.chargepoint.com/products/service | Contactless Credit Card, RFID, Tap to Pay with Mobile app, call center, roaming | Yes
47QMCA22A0001 | ABM FACILITY SUPPORT SERVICES, LLC | ChargePoint | No - Product is undergoing FedRAMP review and will not be available for ordering through the BPAs until this process is complete and the platform this product operates on receives an ATO designation or it has been determined does not require one. Purchase this product today through GSA Advantage, but agencies will need to evaluate each product at the agency level to ensure it meets all agency-specific privacy, IT, and cyber supply chain requirements. | CPE250C-625-CCS1-200A-CHD-FHWA | N/A | CPE250 Hardware | BUY AMERICA FHWA compliant. ChargePoint Express 250 Station (62.5 kW) - includes Express 250 Station, 2x Power Modules, 1x CCS1 200A cable, 1x CHAdeMO cable, North America Modem/SIM, cUL and UL listed Requires UNIVERSAL-CMT-METRIC, not included. | EA | 48481.11 | 48481.11 | 0% |  | 180 | Commercial | Commercial | 62.5kW (standalone) 125kW (paired) | 80A | >96% | 2 | CCS & CHAdeMO combo | 14 | RFID, Mobile App | Yes | Standard | Yes | Switching OCPP 1.6J network providers is simple and low-cost. The majority of work involves switching the URL connection point to the particular network operator (assuming the new network operator is OCPP 1.6J compliant and confirmed functional with ABB chargers). | Not at this time, as we monitor advancements and market adoption of the technology. | Ground | UL and cUL listed: complies with UL 2202, UL 2231-1, UL 2231-2, CSA 107.1 CE marking: complies with IEC 62196, IEC 61851 | one year standard parts only warranty; additional years of coverage are available under our Assure Program: https://www.chargepoint.com/products/service | Contactless Credit Card, RFID, Tap to Pay with Mobile app, call center, roaming | Yes
47QMCA22A0001 | ABM FACILITY SUPPORT SERVICES, LLC | ChargePoint | No - Product is undergoing FedRAMP review and will not be available for ordering through the BPAs until this process is complete and the platform this product operates on receives an ATO designation or it has been determined does not require one. Purchase this product today through GSA Advantage, but agencies will need to evaluate each product at the agency level to ensure it meets all agency-specific privacy, IT, and cyber supply chain requirements. | CPE250C-625-CCS1-200A-FHWA | N/A | CPE250 Hardware | BUY AMERICA FHWA compliant. CP Express 250 Station (62.5 kW) - includes Express 250 Station, 2x Power Modules, 1x 200A CCS1 cable, North America Modem/SIM, cUL and UL listed. Requires UNIVERSAL-CMT-METRIC, not included. | EA | 48481.11 | 48481.11 | 0% |  | 180 | Commercial | Commercial | 62.5kW (standalone) 125kW (paired) | 80A | >96% | 2 | CCS & CHAdeMO combo | 14 | RFID, Mobile App | Yes | Standard | Yes | Switching OCPP 1.6J network providers is simple and low-cost. The majority of work involves switching the URL connection point to the particular network operator (assuming the new network operator is OCPP 1.6J compliant and confirmed functional with ABB chargers). | Not at this time, as we monitor advancements and market adoption of the technology. | Ground | UL and cUL listed: complies with UL 2202, UL 2231-1, UL 2231-2, CSA 107.1 CE marking: complies with IEC 62196, IEC 61852 | one year standard parts only warranty; additional years of coverage are available under our Assure Program: https://www.chargepoint.com/products/service | Contactless Credit Card, RFID, Tap to Pay with Mobile app, call center, roaming | Yes
47QMCA22A0001 | ABM FACILITY SUPPORT SERVICES, LLC | ChargePoint | No - Product is undergoing FedRAMP review and will not be available for ordering through the BPAs until this process is complete and the platform this product operates on receives an ATO designation or it has been determined does not require one. Purchase this product today through GSA Advantage, but agencies will need to evaluate each product at the agency level to ensure it meets all agency-specific privacy, IT, and cyber supply chain requirements. | EXPP-PL1011A-5A1S1 | N/A | EXPPRESS | Express Plus Power Link PL1000 series, North America, 1x CCS1 350A 4.5m cable, 1 Holster, 2.4m Cable management kit, Pedestal, 200mm (8") Touch Display, Camera, ChargePoint signage, Contactless credit card and RFID reader, Cellular/Wi-Fi, UL listed, 1 year warranty. Requires at least one Power Block with Power Modules, Configuring this EXPP option requires a ChargePoint Engineer to review the application and approve the right station configuration. | EA | 18918.64 | 18918.64 | 0% |  | 180 | Commercial | Commercial | 350kW | 260A | >96% | 2 | CCS & CHAdeMO combo | 15 | RFID, Mobile App , 151218-2, In vehicle | Yes | Standard | Yes | Switching OCPP 1.6J network providers is simple and low-cost. The majority of work involves switching the URL connection point to the particular network operator (assuming the new network operator is OCPP 1.6J compliant and confirmed functional with ABB chargers). | Not at this time, as we monitor advancements and market adoption of the technology. | Ground, Wall, Overhead | UL and cUL listed: complies with UL 2202, UL 2231-1, UL 2231-2, CSA 107.1 CE marking: complies with IEC 61851-1 and IEC 61851-30 | one year standard parts only warranty; additional years of coverage are available under our Assure Program: https://www.chargepoint.com/products/service | Contactless Credit Card, RFID, Tap to Pay with Mobile app, call center, roaming | Yes
47QMCA22A0001 | ABM FACILITY SUPPORT SERVICES, LLC | ChargePoint | No - Product is undergoing FedRAMP review and will not be available for ordering through the BPAs until this process is complete and the platform this product operates on receives an ATO designation or it has been determined does not require one. Purchase this product today through GSA Advantage, but agencies will need to evaluate each product at the agency level to ensure it meets all agency-specific privacy, IT, and cyber supply chain requirements. | EXPP-PL1021A-5A1S1-2A3S1 | N/A | EXPPRESS | Express Plus Power Link PL1000 series, North America, 1x CCS1 350A 4.5m cable, 1x CHAdeMO 200A 4.5m cable, 2 Holsters, 2.4m Cable management kit, Pedestal, 200mm (8") Touch Display, Camera, ChargePoint signage, Contactless credit card and RFID reader, Cellular/Wi-Fi, UL listed, Single input, 1 year warranty. Requires at least one Power Block with Power Modules, Configuring this EXPP option requires a ChargePoint Engineer to review the application and approve the right station configuration. | EA | 22637.28 | 22637.28 | 0% |  | 180 | Commercial | Commercial | 350kW | 260A | >96% | 2 | CCS & CHAdeMO combo | 15 | RFID, Mobile App , 151218-2, In vehicle | Yes | Standard | Yes | Switching OCPP 1.6J network providers is simple and low-cost. The majority of work involves switching the URL connection point to the particular network operator (assuming the new network operator is OCPP 1.6J compliant and confirmed functional with ABB chargers). | Not at this time, as we monitor advancements and market adoption of the technology. | Ground, Wall, Overhead | UL and cUL listed: complies with UL 2202, UL 2231-1, UL 2231-2, CSA 107.1 CE marking: complies with IEC 61851-1 and IEC 61851-28 | one year standard parts only warranty; additional years of coverage are available under our Assure Program: https://www.chargepoint.com/products/service | Contactless Credit Card, RFID, Tap to Pay with Mobile app, call center, roaming | Yes
47QMCA22A0001 | ABM FACILITY SUPPORT SERVICES, LLC | ChargePoint | No - Product is undergoing FedRAMP review and will not be available for ordering through the BPAs until this process is complete and the platform this product operates on receives an ATO designation or it has been determined does not require one. Purchase this product today through GSA Advantage, but agencies will need to evaluate each product at the agency level to ensure it meets all agency-specific privacy, IT, and cyber supply chain requirements. | EXPP-PL1011X-2A1S1 | N/A | EXPRESS - FLEET ONLY | Express Plus Power Link PL1000 series, North America, 1x CCS1 200A 4.5m cable, 1 Holster, 2.4m Cable management kit, Pedestal, RFID reader, Cellular/Wi-Fi, UL listed, Single input, 1 year warranty. Requires at least one Power Block with Power Modules,Configuring this EXPP option requires a ChargePoint Engineer to review the application and approve the right station configuration. | EA | 14367.25 | 14367.25 | 0% |  | 180 | Commercial | Commercial | 350kW | 260A | >96% | 2 | CCS & CHAdeMO combo | 15 | RFID, Mobile App , 151218-2, In vehicle | Yes | Standard | Yes | Switching OCPP 1.6J network providers is simple and low-cost. The majority of work involves switching the URL connection point to the particular network operator (assuming the new network operator is OCPP 1.6J compliant and confirmed functional with ABB chargers). | Not at this time, as we monitor advancements and market adoption of the technology. | Ground, Wall, Overhead | UL and cUL listed: complies with UL 2202, UL 2231-1, UL 2231-2, CSA 107.1 CE marking: complies with IEC 61851-1 and IEC 61851-34 | one year standard parts only warranty; additional years of coverage are available under our Assure Program: https://www.chargepoint.com/products/service | Contactless Credit Card, RFID, Tap to Pay with Mobile app, call center, roaming | Yes
47QMCA22A0001 | ABM FACILITY SUPPORT SERVICES, LLC | ChargePoint | No - Product is undergoing FedRAMP review and will not be available for ordering through the BPAs until this process is complete and the platform this product operates on receives an ATO designation or it has been determined does not require one. Purchase this product today through GSA Advantage, but agencies will need to evaluate each product at the agency level to ensure it meets all agency-specific privacy, IT, and cyber supply chain requirements. | EXPP-PL1011X-5A1S1 | N/A | EXPRESS - FLEET ONLY | Express Plus Power Link PL1000 series, North America, 1x CCS1 350A 4.5m cable, 1 Holster, 2.4m Cable management kit, Pedestal, RFID reader, Cellular/Wi-Fi, UL listed, Single input, 1 year warranty. Requires at least one Power Block with Power Modules, Configuring this EXPP option requires a ChargePoint Engineer to review the application and approve the right station configuration. | EA | 18505.14 | 18505.14 | 0% |  | 180 | Commercial | Commercial | 350kW | 260A | >96% | 2 | CCS & CHAdeMO combo | 15 | RFID, Mobile App , 151218-2, In vehicle | Yes | Standard | Yes | Switching OCPP 1.6J network providers is simple and low-cost. The majority of work involves switching the URL connection point to the particular network operator (assuming the new network operator is OCPP 1.6J compliant and confirmed functional with ABB chargers). | Not at this time, as we monitor advancements and market adoption of the technology. | Ground, Wall, Overhead | UL and cUL listed: complies with UL 2202, UL 2231-1, UL 2231-2, CSA 107.1 CE marking: complies with IEC 61851-1 and IEC 61851-32 | one year standard parts only warranty; additional years of coverage are available under our Assure Program: https://www.chargepoint.com/products/service | Contactless Credit Card, RFID, Tap to Pay with Mobile app, call center, roaming | Yes
47QMCA22A0001 | ABM FACILITY SUPPORT SERVICES, LLC | ChargePoint | No - Product is undergoing FedRAMP review and will not be available for ordering through the BPAs until this process is complete and the platform this product operates on receives an ATO designation or it has been determined does not require one. Purchase this product today through GSA Advantage, but agencies will need to evaluate each product at the agency level to ensure it meets all agency-specific privacy, IT, and cyber supply chain requirements. | EXPP-PL1021X-2A1S1-2A1S1 | N/A | EXPRESS - FLEET ONLY | Express Plus Power Link PL1000 series, North America, 2x CCS1 200A 4.5m cable, 2 Holsters, 2.4m Cable management kit, Pedestal, RFID reader, Cellular/Wi-Fi, UL listed, Single input, 1 year warranty. Requires at least one Power Block with Power Modules,Configuring this EXPP option requires a ChargePoint Engineer to review the application and approve the right station configuration. | EA | 18505.14 | 18505.14 | 0% |  | 180 | Commercial | Commercial | 350kW | 260A | >96% | 2 | CCS & CHAdeMO combo | 15 | RFID, Mobile App , 151218-2, In vehicle | Yes | Standard | Yes | Switching OCPP 1.6J network providers is simple and low-cost. The majority of work involves switching the URL connection point to the particular network operator (assuming the new network operator is OCPP 1.6J compliant and confirmed functional with ABB chargers). | Not at this time, as we monitor advancements and market adoption of the technology. | Ground, Wall, Overhead | UL and cUL listed: complies with UL 2202, UL 2231-1, UL 2231-2, CSA 107.1 CE marking: complies with IEC 61851-1 and IEC 61851-35 | one year standard parts only warranty; additional years of coverage are available under our Assure Program: https://www.chargepoint.com/products/service | Contactless Credit Card, RFID, Tap to Pay with Mobile app, call center, roaming | Yes
47QMCA22A0001 | ABM FACILITY SUPPORT SERVICES, LLC | ChargePoint | No - Product is undergoing FedRAMP review and will not be available for ordering through the BPAs until this process is complete and the platform this product operates on receives an ATO designation or it has been determined does not require one. Purchase this product today through GSA Advantage, but agencies will need to evaluate each product at the agency level to ensure it meets all agency-specific privacy, IT, and cyber supply chain requirements. | EXPP-PL1014X-5A1M00 | N/A | EXPRESS - FLEET ONLY | Express Plus Power Link PL1000 series, North America, DC station, 1x CCS1 350A 7.6m cable, Gantry mount, ChargePoint signage, RFID reader, Cellular/Wi-Fi, UL listed, Single input, 1 year warranty. Requires at least one Power Block with Power Modules,Configuring this EXPP option requires a ChargePoint Engineer to review the application and approve the right station configuration. | EA | 22225.69 | 22225.69 | 0% |  | 180 | Commercial | Commercial | 350kW | 260A | >96% | 2 | CCS & CHAdeMO combo | 15 | RFID, Mobile App , 151218-2, In vehicle | Yes | Standard | Yes | Switching OCPP 1.6J network providers is simple and low-cost. The majority of work involves switching the URL connection point to the particular network operator (assuming the new network operator is OCPP 1.6J compliant and confirmed functional with ABB chargers). | Not at this time, as we monitor advancements and market adoption of the technology. | Ground, Wall, Overhead | UL and cUL listed: complies with UL 2202, UL 2231-1, UL 2231-2, CSA 107.1 CE marking: complies with IEC 61851-1 and IEC 61851-35 | one year standard parts only warranty; additional years of coverage are available under our Assure Program: https://www.chargepoint.com/products/service | Contactless Credit Card, RFID, Tap to Pay with Mobile app, call center, roaming | Yes
47QMCA22A0001 | ABM FACILITY SUPPORT SERVICES, LLC | ChargePoint | No - Product is undergoing FedRAMP review and will not be available for ordering through the BPAs until this process is complete and the platform this product operates on receives an ATO designation or it has been determined does not require one. Purchase this product today through GSA Advantage, but agencies will need to evaluate each product at the agency level to ensure it meets all agency-specific privacy, IT, and cyber supply chain requirements. | EXPP-PL1021X-5A1S1-5A1S1 | N/A | EXPRESS - FLEET ONLY | Express Plus Power Link PL1000 series, North America, 2x CCS1 350A 4.5m cable, 2 Holsters, 2.4m Cable management kit, Pedestal, RFID reader, Cellular/Wi-Fi, UL listed, Single input, 1 year warranty. Requires at least one Power Block with Power Modules, Configuring this EXPP option requires a ChargePoint Engineer to review the application and approve the right station configuration. | EA | 22225.69 | 22225.69 | 0% |  | 180 | Commercial | Commercial | 350kW | 260A | >96% | 2 | CCS & CHAdeMO combo | 15 | RFID, Mobile App , 151218-2, In vehicle | Yes | Standard | Yes | Switching OCPP 1.6J network providers is simple and low-cost. The majority of work involves switching the URL connection point to the particular network operator (assuming the new network operator is OCPP 1.6J compliant and confirmed functional with ABB chargers). | Not at this time, as we monitor advancements and market adoption of the technology. | Ground, Wall, Overhead | UL and cUL listed: complies with UL 2202, UL 2231-1, UL 2231-2, CSA 107.1 CE marking: complies with IEC 61851-1 and IEC 61851-33 | one year standard parts only warranty; additional years of coverage are available under our Assure Program: https://www.chargepoint.com/products/service | Contactless Credit Card, RFID, Tap to Pay with Mobile app, call center, roaming | Yes
47QMCA22A0001 | ABM FACILITY SUPPORT SERVICES, LLC | ChargePoint | No - Product is undergoing FedRAMP review and will not be available for ordering through the BPAs until this process is complete and the platform this product operates on receives an ATO designation or it has been determined does not require one. Purchase this product today through GSA Advantage, but agencies will need to evaluate each product at the agency level to ensure it meets all agency-specific privacy, IT, and cyber supply chain requirements. | EXPP-PL1024X-5A1M00 | N/A | EXPRESS - FLEET ONLY | Express Plus Power Link PL1000 series, North America, DC station, 2x CCS1 350A 7.6m cable, Gantry mount, ChargePoint signage, RFID reader, Cellular/Wi-Fi, UL listed, Single input, 1 year warranty. Requires at least one Power Block with Power Modules, Configuring this EXPP option requires a ChargePoint Engineer to review the application and approve the right station configuration. | EA | 25738.54 | 25738.54 | 0% |  | 180 | Commercial | Commercial | 350kW | 260A | >96% | 2 | CCS & CHAdeMO combo | 15 | RFID, Mobile App , 151218-2, In vehicle | Yes | Standard | Yes | Switching OCPP 1.6J network providers is simple and low-cost. The majority of work involves switching the URL connection point to the particular network operator (assuming the new network operator is OCPP 1.6J compliant and confirmed functional with ABB chargers). | Not at this time, as we monitor advancements and market adoption of the technology. | Ground, Wall, Overhead | UL and cUL listed: complies with UL 2202, UL 2231-1, UL 2231-2, CSA 107.1 CE marking: complies with IEC 61851-1 and IEC 61851-35 | one year standard parts only warranty; additional years of coverage are available under our Assure Program: https://www.chargepoint.com/products/service | Contactless Credit Card, RFID, Tap to Pay with Mobile app, call center, roaming | Yes
47QMCA22A0001 | ABM FACILITY SUPPORT SERVICES, LLC | Efacec USA | No - Product is undergoing FedRAMP review and will not be available for ordering through the BPAs until this process is complete and the platform this product operates on receives an ATO designation or it has been determined does not require one. Purchase this product today through GSA Advantage, but agencies will need to evaluate each product at the agency level to ensure it meets all agency-specific privacy, IT, and cyber supply chain requirements. | EV-HV175 UL XCCB DCA DCC | N/A | HV175 | 161 kW - Ultrafast Charger - CCS T1 Plug 2.7m - 350A - CHAdeMO Plug 2.7m - 125A - Simultaneous Charging Ready - Modular (upgrade to HV350) Networks services will needed to be added for complete product offering from evconnect or greenlots | EA | 86182.47 | 86182.47 | 0% |  | 280 | Dual-Port | Commercial | 161 | 210A | 0.95 | 2 | CCS1 & CHAdeMO | 9.8 | RFID, Mobile, QR Code, CC Swipe | Yes | OCPP Compliant Networks | Yes | 7 - hours of integration testing | No | Power Cabinets and Kiosk / User Interface mounted on cement footer | UL, IP54, IK10, NEMA 3R | 5 Years Standard, Extention to 5 years available | RFID, Mobile, QR Code, CC Swipe | no
47QMCA22A0001 | ABM FACILITY SUPPORT SERVICES, LLC | Efacec USA | No - Product is undergoing FedRAMP review and will not be available for ordering through the BPAs until this process is complete and the platform this product operates on receives an ATO designation or it has been determined does not require one. Purchase this product today through GSA Advantage, but agencies will need to evaluate each product at the agency level to ensure it meets all agency-specific privacy, IT, and cyber supply chain requirements. | EV-HV175 UL XCCB DCC DCC | N/A | HV175 | 161 kW - Ultrafast Charger - CCS T1 Plug 2.7m - 350A - CCS T1 Plug 2.7m - 200A - Simultaneous Charging Ready - Modular (upgrade to HV350) Networks services will needed to be added for complete product offering from evconnect or greenlots | EA | 88770.68 | 88770.68 | 0% |  | 280 | Dual-Port | Commercial | 161 | 210A | 0.95 | 2 | CCS1 & CHAdeMO | 9.8 | RFID, Mobile, QR Code, CC Swipe | Yes | OCPP Compliant Networks | Yes | 9 - hours of integration testing | No | Power Cabinets and Kiosk / User Interface mounted on cement footer | UL, IP54, IK10, NEMA 3R | 7 Years Standard, Extention to 5 years available | RFID, Mobile, QR Code, CC Swipe | no
47QMCA22A0001 | ABM FACILITY SUPPORT SERVICES, LLC | Efacec USA | No - Product is undergoing FedRAMP review and will not be available for ordering through the BPAs until this process is complete and the platform this product operates on receives an ATO designation or it has been determined does not require one. Purchase this product today through GSA Advantage, but agencies will need to evaluate each product at the agency level to ensure it meets all agency-specific privacy, IT, and cyber supply chain requirements. | EV-HV175 UL XCCB DCC DCC 200 | N/A | HV175 | 161 kW - Ultrafast Charger - CCS T1 Plug 2.7m - 350A - CHAdeMO Plug 2.7m - 200A - Simultaneous Charging Ready - Modular (upgrade to HV350) Networks services will needed to be added for complete product offering from evconnect or greenlots | EA | 90910.93 | 90910.93 | 0% |  | 280 | Dual-Port | Commercial | 161 | 210A | 0.95 | 2 | CCS1 & CHAdeMO | 9.8 | RFID, Mobile, QR Code, CC Swipe | Yes | OCPP Compliant Networks | Yes | 8 - hours of integration testing | No | Power Cabinets and Kiosk / User Interface mounted on cement footer | UL, IP54, IK10, NEMA 3R | 6 Years Standard, Extention to 5 years available | RFID, Mobile, QR Code, CC Swipe | no
47QMCA22A0001 | ABM FACILITY SUPPORT SERVICES, LLC | Efacec USA | No - Product is undergoing FedRAMP review and will not be available for ordering through the BPAs until this process is complete and the platform this product operates on receives an ATO designation or it has been determined does not require one. Purchase this product today through GSA Advantage, but agencies will need to evaluate each product at the agency level to ensure it meets all agency-specific privacy, IT, and cyber supply chain requirements. | EV-HV175 UL XCCB DCC | N/A | HV175 STANDALONE | 161 kW - Ultrafast Charger - CCS T1 Plug 2.7m - 200A Networks services will needed to be added for complete product offering from evconnect or greenlots | EA | 51639.8 | 51639.8 | 0% |  | 280 | Single Port | Commercial | 161 | 210A | 0.95 | 1 | CCS1 | 12.1 | RFID, Mobile, QR Code, CC Swipe | Yes | OCPP Compliant Networks | Yes | 10 - hours of integration testing | No | Monlolitch Cement footer mounted | UL, IP54, IK10, NEMA 3R | 8 Years Standard, Extention to 5 years available | RFID, Mobile, QR Code, CC Swipe | no
47QMCA22A0001 | ABM FACILITY SUPPORT SERVICES, LLC | Efacec USA | No - Product is undergoing FedRAMP review and will not be available for ordering through the BPAs until this process is complete and the platform this product operates on receives an ATO designation or it has been determined does not require one. Purchase this product today through GSA Advantage, but agencies will need to evaluate each product at the agency level to ensure it meets all agency-specific privacy, IT, and cyber supply chain requirements. | EV-HV350 UL XCCB DCA DCC | N/A | HV350 | 322 kW - Ultrafast Charger - CCS T1 Plug 2.7m - 350A - CHAdeMO Plug 2.7m - 125A - Simultaneous Charging Networks services will needed to be added for complete product offering from evconnect or greenlots | EA | 114503.48 | 114503.48 | 0% |  | 280 | Dual-Port - Simultaneous | Commercial | 322 | 210A (x2) | 0.95 | 2 | CCS1 & CHAdeMO | 9.8 | RFID, Mobile, QR Code, CC Swipe | Yes | OCPP Compliant Networks | Yes | 4 - hours of integration testing | No | Power Cabinets and Kiosk / User Interface mounted on cement footer | UL, IP54, IK10, NEMA 3R | 2 Years Standard, Extention to 5 years available | RFID, Mobile, QR Code, CC Swipe | no
47QMCA22A0001 | ABM FACILITY SUPPORT SERVICES, LLC | Efacec USA | No - Product is undergoing FedRAMP review and will not be available for ordering through the BPAs until this process is complete and the platform this product operates on receives an ATO designation or it has been determined does not require one. Purchase this product today through GSA Advantage, but agencies will need to evaluate each product at the agency level to ensure it meets all agency-specific privacy, IT, and cyber supply chain requirements. | EV-HV350 UL XCCB DCC DCC | N/A | HV350 | 322 kW - Ultrafast Charger - CCS T1 Plug 2.7m - 350A - CCS T1 Plug 2.7m - 200A - Simultaneous Charging Networks services will needed to be added for complete product offering from evconnect or greenlots | EA | 115712.97 | 115712.97 | 0% |  | 280 | Dual-Port - Simultaneous | Commercial | 322 | 210A (x2) | 0.95 | 2 | CCS1 & CHAdeMO | 9.8 | RFID, Mobile, QR Code, CC Swipe | Yes | OCPP Compliant Networks | Yes | 6 - hours of integration testing | No | Power Cabinets and Kiosk / User Interface mounted on cement footer | UL, IP54, IK10, NEMA 3R | 4 Years Standard, Extention to 5 years available | RFID, Mobile, QR Code, CC Swipe | no
47QMCA22A0001 | ABM FACILITY SUPPORT SERVICES, LLC | Efacec USA | No - Product is undergoing FedRAMP review and will not be available for ordering through the BPAs until this process is complete and the platform this product operates on receives an ATO designation or it has been determined does not require one. Purchase this product today through GSA Advantage, but agencies will need to evaluate each product at the agency level to ensure it meets all agency-specific privacy, IT, and cyber supply chain requirements. | EV-HV350 UL XCCB DCC DCC 200 | N/A | HV350 | 322 kW - Ultrafast Charger - CCS T1 Plug 2.7m - 350A - CHAdeMO Plug 2.7m - 200A - Simultaneous Charging Networks services will needed to be added for complete product offering from evconnect or greenlots | EA | 117788.51 | 117788.51 | 0% |  | 280 | Dual-Port - Simultaneous | Commercial | 322 | 210A (x2) | 0.95 | 2 | CCS1 & CHAdeMO | 9.8 | RFID, Mobile, QR Code, CC Swipe | Yes | OCPP Compliant Networks | Yes | 5 - hours of integration testing | No | Power Cabinets and Kiosk / User Interface mounted on cement footer | UL, IP54, IK10, NEMA 3R | 3 Years Standard, Extention to 5 years available | RFID, Mobile, QR Code, CC Swipe | no
47QMCA22A0001 | ABM FACILITY SUPPORT SERVICES, LLC | Efacec USA | No - Product is undergoing FedRAMP review and will not be available for ordering through the BPAs until this process is complete and the platform this product operates on receives an ATO designation or it has been determined does not require one. Purchase this product today through GSA Advantage, but agencies will need to evaluate each product at the agency level to ensure it meets all agency-specific privacy, IT, and cyber supply chain requirements. | QC45 UL xCCB DCA DCC C wo lbls | N/A | QC45 | 50 kW DC Fast Charger - Two Plug Types - One Active at a Time - CCS T1 Plug 2.7m - CHAdeMO Plug 2.7m Networks services will needed to be added for complete product offering from evconnect or greenlots | EA | 27494.77 | 27494.77 | 0% |  | 280 | Dual-Port | Commercial | 50 | 64A | 0.95 | 2 | CCS1 & CHAdeMO | 9.8 or 16.4 | RFID, Mobile, QR Code, CC Swipe | Yes | OCPP Compliant Networks | Yes | 11 - hours of integration testing | No | Monlolitch Cement footer mounted | UL, IP54, IK10, NEMA 3R | 9 Years Standard, Extention to 5 years available | RFID, Mobile, QR Code, CC Swipe | no
47QMCA22A0001 | ABM FACILITY SUPPORT SERVICES, LLC | Heliox Technology | No - Product is undergoing FedRAMP review and will not be available for ordering through the BPAs until this process is complete and the platform this product operates on receives an ATO designation or it has been determined does not require one. Purchase this product today through GSA Advantage, but agencies will need to evaluate each product at the agency level to ensure it meets all agency-specific privacy, IT, and cyber supply chain requirements. | HE9821001-01 | N/A | Flex 180 kW | Depot charger + Three remote dispensers |  | 122648.4 | 122648.4 | 0% |  | Commercial | Commercial | Commercial | 180 | 480 VAC | 0.96 | 3 | CCS | 3m | Plug into Vehicle | Yes | Standard | Yes | No | No | Fixed concrete pads | UL Certified | 2 year warranty | net 30 days from invoice date | No but roaming agreement with ChargePoint
47QMCA22A0001 | ABM FACILITY SUPPORT SERVICES, LLC | Nuvve | No - Product is undergoing FedRAMP review and will not be available for ordering through the BPAs until this process is complete and the platform this product operates on receives an ATO designation or it has been determined does not require one. Purchase this product today through GSA Advantage, but agencies will need to evaluate each product at the agency level to ensure it meets all agency-specific privacy, IT, and cyber supply chain requirements. | RES-HD60-EVSE | N/A | 60kW DC Deavy-Duty Charging Station | The Nuvve DC Heavy-Duty Charging Station (RES-HD60-V2G) and Nuvve DC Rapid HD Charging Station (RES-HD125-V2G) are designed specifically for vehicle-to-grid (V2G) applications and is the ideal solution for the rapid, smart charging of heavy-duty fleet vehicles such as electric school buses. Our charging stations are fully controllable through Nuvve’s fleet management app and our V2G platform (GIVe™) enables unidirectional charging of any vehicle or full, bidirectional V2G and vehicle-to-building (V2B) services when connected to a V2G-compatible vehicle. | EA | 64322.42 | 64322.42 | 0% |  | 60 days | The Nuvve DC Heavy-Duty Charging Station (RES-HD60-V2G) features a CCS1 connector that can charge any vehicle with combo connector and discharge V2G-compatible vehicles with Nuvve software integration. It is designed to meet all utility safety standards in North America to enable interconnection of vehicles as a distributed energy resource | Commercial | 60kW | Utility Grid Voltage 480 Vac-3P Max Rated Utility Current 79 Aac @ 480VAC (60 Hz) Wiring 3 phase WYE (L1, L2, L3, Neutral, Ground) Utility Grid Frequency (Hz) 60 Power Factor Fange +/- 0.5 THD for Linear Loads <5% Charging Efficiency >95% Grid Isolation Galvanic, Integrated | 0.95 | 1 | CCS1 | 25ft | Mobile App, RFID | Yes | Network Interface Ethernet, WiFi, 3G, 4G, LTE EV Communication DIN 70121, SAE J1772 , ISO 15118-2, ISO 15118-20, & custom implementations Cloud Management OCPP 1.6J compliant & Nuvve proprietary protocol | Yes | Yes | Yes | Dispenser | Certifications UL1741-SA, UL 2202, UL 2231, IEEE 1547.1 & CSA C22.2 No. 107.1-16 |  | Available upon request | Available upon request
47QMCA22A0001 | ABM FACILITY SUPPORT SERVICES, LLC | Nuvve | No - Product is undergoing FedRAMP review and will not be available for ordering through the BPAs until this process is complete and the platform this product operates on receives an ATO designation or it has been determined does not require one. Purchase this product today through GSA Advantage, but agencies will need to evaluate each product at the agency level to ensure it meets all agency-specific privacy, IT, and cyber supply chain requirements. | RES-HD125-EVSE | N/A | Nuvve DC Rapid HD Charging Station | The Nuvve DC Heavy-Duty Charging Station (RES-HD60-V2G) and Nuvve DC Rapid HD Charging Station (RES-HD125-V2G) are designed specifically for vehicle-to-grid (V2G) applications and is the ideal solution for the rapid, smart charging of heavy-duty fleet vehicles such as electric school buses. Our charging stations are fully controllable through Nuvve’s fleet management app and our V2G platform (GIVe™) enables unidirectional charging of any vehicle or full, bidirectional V2G and vehicle-to-building (V2B) services when connected to a V2G-compatible vehicle. | EA | 105289.67 | 105289.67 | 0% |  | 60 Days | The Nuvve DC Rapid HD Charging Station (RES-HD125-V2G) features a CCS connector that can charge any vehicle with combo connector and discharge V2G-compatible vehicles with Nuvve software integration. It is designed to meet all utility safety standards in North America to enable interconnection of vehicles as a distributed energy resource. | Commercial | 125 kW/kVA | Rated Power 125 kW/kVA Utility Grid Voltage 480 Vac-3P Max Rated Utility Current +/-160A @ 480VAC (60 Hz) Wiring 3 phase WYE (L1, L2, L3, Neutral, Ground) or Delta (L1, L2, L3, Ground) Utility Grid Frequency 60 Hz Power Factor Fange +/- 0.5 THD for Linear Loads <5% Charging Efficiency >95% Grid Isolation Galvanic, Integrated | 0.95 | 2 | CCS1 | 25ft | Mobile App, RFID | Yes | Network Interface Ethernet, WiFi, 3G, 4G, LTE EV Communication DIN 70121, SAE J1772 , ISO 15118-2, ISO 15118-20 & custom implementations Cloud Management OCPP 1.6J compliant & Nuvve proprietary protocol | Yes | Yes | Yes | Dispenser | Certifications UL1741-SA, UL 2202, UL 2231, IEEE 1547.1 & CSA C22.2 No. 107.1-16 |  | Varies | Varies
47QMCA22A0001 | ABM FACILITY SUPPORT SERVICES, LLC | Rhombus Energy Solutions, Inc. | No - Product is undergoing FedRAMP review and will not be available for ordering through the BPAs until this process is complete and the platform this product operates on receives an ATO designation or it has been determined does not require one. Purchase this product today through GSA Advantage, but agencies will need to evaluate each product at the agency level to ensure it meets all agency-specific privacy, IT, and cyber supply chain requirements. | RES-D3-CS20, A, B, C, E, RB, DPA RES-DCVC125-480, A | N/A | 125kW Gen 3 DCFC Bundle (Rhombus, Charge Only) | • EV Charging Dispenser (Model: RES-D2-CS20) including; o Cable & Connector: CCS1, 200A, CCS1, 25ft. o HMI: 7” Touch Display o Connectivity: Cellular, Wifi & Ethernet including configurable fail-over. 2yr cellular data included during warranty period (up to 100MB/month*) o OCPP 1.6J o VectorStat EMS, Datasheet Link o Rhombus Branding, Vinyl o Software Subscriptions and Licenses (2yrs) o Warranty (2yrs) o Crating for shipment** • 125kW Charge Inverter (Model: RES-DCVC125-480) including; o Inverter: 125kW, 200A, 530-920VDC o Rhombus Branding, Vinyl o Warranty (2yrs) * Data usage over 100MB/month may result in additional data costs. ** Customer responsible for shipping costs and associated liability. | EA | 53882.66 | 53882.66 | 0% |  | CONUS | Separate Power Module and Dispenser | Commercial | 60 or 125 with PCS | 79 | >95% | 5 | CCS | 25 | ISO15118 | Yes | Available across multiple OCPP networks | Yes | Yes | Yes | Floor or wall mounted | UL 2202, 2231 CSA22.2, | 2 year standard with optional 5 and 12 year | RFID, Credit Card, NFC | Yes
47QMCA22A0002 | AMERESCO FEDERAL SOLUTIONS, INC. | ABB E-mobility Inc. | No - Product is undergoing FedRAMP review and will not be available for ordering through the BPAs until this process is complete and the platform this product operates on receives an ATO designation or it has been determined does not require one. Purchase this product today through GSA Advantage, but agencies will need to evaluate each product at the agency level to ensure it meets all agency-specific privacy, IT, and cyber supply chain requirements. | ABB - Heavy Vehicle Chargers | N/A | ABB - Heavy Vehicle Chargers | The HVC (Heavy Vehicle Charger) consists of both a remote mounted power cabinet and a charge post. ABB HVC-C UL Depot Charging systems offer a highly reliable, intelligent and cost-effective solution to charge large EV fleets such as buses, trucks and other commercial vehicles.HVC-150 - 150 kW DC Fast Charger rated up to 850 VDC, One 150 kW Power Cabinet and (1) Depot Charge Box with 23 foot CCS-1 cable, cellular modem, 2 year warranty - HVC robustness package included : Redundant auxiliary power supply; Low temperature option: integrated Heating system for extension of the operating temperature to -35 degC to +50 degC, Active | EA | 99856.93 | 99856.93 | 0% | N/A | 120 | HVC-150 - 150 kW DC Fast Charger rated up to 850 VDC, One 150 kW Power Cabinet and (1) Depot Charge Box with 23 foot CCS-1 cable, cellular modem, 2 year warranty - HVC robustness package included : Redundant auxiliary power supply; Low temperature option: integrated Heating system for extension of the operating temperature to -35 degC to +50 degC, Active | Commercial | 150 | (198A - 3-phase) | 0.94 | 1 | CCS-1 | 23 | Usually behind the fence so authorization is not needed. Plug n charge is available as well | Yes | ABB chargers are network agnostic and compatible with every major, standardized network provider | Yes | Switching OCPP 1.6J network providers is simple and low-cost. The majority of work involves switching the URL connection point to the particular network operator (assuming the new network operator is OCPP 1.6J compliant and confirmed functional with ABB chargers). | No | Floor / wall, rack, pedestal | UL Certified, CE. | 2 years | N/A | No
47QMCA22A0002 | AMERESCO FEDERAL SOLUTIONS, INC. | BTC Power | No - Product is undergoing FedRAMP review and will not be available for ordering through the BPAs until this process is complete and the platform this product operates on receives an ATO designation or it has been determined does not require one. Purchase this product today through GSA Advantage, but agencies will need to evaluate each product at the agency level to ensure it meets all agency-specific privacy, IT, and cyber supply chain requirements. | HPCD1-350-01-003 -350A | N/A | BTC - HPCD1-350-01-003 -350A Level 4 Dispenser CHAdeMO/CCS1 | 350A Level 4 Dispenser CHAdeMO/CCS1 | EA | 34831.23 | 34831.23 | 0% | N/A | 120 | 350A Level 4 Dispenser CHAdeMO/CCS1 | Commercial | 350 | 120 VAC, 10 A (aux.) | >92% | 2 | CCS1 & CHAdeMO combo | 20 ft standard, 25 ft extended length available | Credit Card & RFID | Y | Standard | Yes | Very simple to switch to a new software supplier. The new suppliers OCPP s/w can be downloaded over the air, onsite visit required to switch out SIM card and place new station ID decals on EVSE. | No | Floor Mount | Certified by Intertek, a Nationally Recogized Testing Laboratory - Intertek certifies to all UL/ cUL/ NEC/ FCC requirements | 2-year manufacturers warranty, parts only, begins on date of installation or 60-days from the ship date from the factory, whichever occurs first. | RFID, Credit Card, EMV, QR Code, ISO 15118 (optional) | Yes - both
47QMCA22A0003 | APOLLO SUNGUARD SYSTEMS, INC. | ChargePoint | No - Product is undergoing FedRAMP review and will not be available for ordering through the BPAs until this process is complete and the platform this product operates on receives an ATO designation or it has been determined does not require one. Purchase this product today through GSA Advantage, but agencies will need to evaluate each product at the agency level to ensure it meets all agency-specific privacy, IT, and cyber supply chain requirements. | CPE250C-625-CCS1-CHD | N/A | CPE250C-625-CCS1-CHD | CP Express 250 Station (62.5 KW) includes Express 250 Station, 2x power Modules, 1x CCS1 cable, 1x CHAdeMO cable, North America Modem / SIM, cUL and UL listed, requires CPE250-CMT-IMPERIAL in US. CPE250-CMT-IMPERIAL not included. | EA | 40564.23 | 39055.24 | 3.72% | N/A | 120 DAYS | CCS & CHAdeMO only charges 1 vehicle at a time | Commercial | 62.5kW (standalone) 125kW (paired) | 80A | >96% | 2 | CCS & CHAdeMO combo | 14 | RFID, Mobile App | Yes | Standard | Yes | level of effort will be determined case by case | Not at this time, as we monitor advancements and market adoption of the technology. | Ground | UL and cUL listed: complies with UL 2202, UL 2231-1, UL 2231-2, CSA 107.1 CE marking: complies with IEC 62196, IEC 61857 | one year standard parts only warranty; additional years of coverage are available under our Assure Program: https://www.chargepoint.com/products/service | Contactless Credit Card, RFID, Tap to Pay with Mobile app, call center, roaming | Yes
47QMCA22A0005 | CARAHSOFT TECHNOLOGY CORPORATION | ChargePoint | No - Product is undergoing FedRAMP review and will not be available for ordering through the BPAs until this process is complete and the platform this product operates on receives an ATO designation or it has been determined does not require one. Purchase this product today through GSA Advantage, but agencies will need to evaluate each product at the agency level to ensure it meets all agency-specific privacy, IT, and cyber supply chain requirements. | CPAAS-CPE250-3 | CPAAS-CPE250-3-611 | ChargePoint as a Service | 3year Subscription, ChargePoint Express 250 Station (62.5 kW) - includes Express 250 Station, 2x Power Modules, 1x CCS1 200A cable, North America Modem/SIM, cUL and UL listed. Indicate if CHAdeMO cable is needed. | EA | 37323.93 | 36204.21 | 3% |  | 60 Days | CCS + CHAdeMO. Only charge 1 vehicle at a time | Commercial | 62.5kW (standalone) 125kW (paired) | 80A | >96% | CCS + CHAdeMO. Only charge 1 vehicle at a time | CCS & CHAdeMO combo | 14 | RFID, Mobile App | Yes | Standard | Yes | level of effort would need to be determined case by case basis | Not at this time, as we monitor advancements and market adoption of the technology. | Ground | UL and cUL listed: complies with UL 2202, UL 2231-1, UL 2231-2, CSA 107.1 CE marking: complies with IEC 62196, IEC 61851 | one year standard parts only warranty; additional years of coverage are available under our Assure Program: https://www.chargepoint.com/products/service | Contactless Credit Card, RFID, Tap to Pay with Mobile app, call center, roaming | Yes
47QMCA22A0005 | CARAHSOFT TECHNOLOGY CORPORATION | ChargePoint | No - Product is undergoing FedRAMP review and will not be available for ordering through the BPAs until this process is complete and the platform this product operates on receives an ATO designation or it has been determined does not require one. Purchase this product today through GSA Advantage, but agencies will need to evaluate each product at the agency level to ensure it meets all agency-specific privacy, IT, and cyber supply chain requirements. | CPAAS-CPE250-5 | CPAAS-CPE250-5-611 | ChargePoint as a Service | 5year Subscription, ChargePoint Express 250 Station (62.5 kW) - includes Express 250 Station, 2x Power Modules, 1x CCS1 200A cable, North America Modem/SIM, cUL and UL listed. Indicate if CHAdeMO cable is needed. | EA | 56282.12 | 54593.65 | 3% |  | 60 Days | CCS + CHAdeMO. Only charge 1 vehicle at a time | Commercial | 62.5kW (standalone) 125kW (paired) | 80A | >96% | CCS + CHAdeMO. Only charge 1 vehicle at a time | CCS & CHAdeMO combo | 14 | RFID, Mobile App | Yes | Standard | Yes | level of effort would need to be determined case by case basis | Not at this time, as we monitor advancements and market adoption of the technology. | Ground | UL and cUL listed: complies with UL 2202, UL 2231-1, UL 2231-2, CSA 107.1 CE marking: complies with IEC 62196, IEC 61851 | one year standard parts only warranty; additional years of coverage are available under our Assure Program: https://www.chargepoint.com/products/service | Contactless Credit Card, RFID, Tap to Pay with Mobile app, call center, roaming | Yes
47QMCA22A0005 | CARAHSOFT TECHNOLOGY CORPORATION | ChargePoint | No - Product is undergoing FedRAMP review and will not be available for ordering through the BPAs until this process is complete and the platform this product operates on receives an ATO designation or it has been determined does not require one. Purchase this product today through GSA Advantage, but agencies will need to evaluate each product at the agency level to ensure it meets all agency-specific privacy, IT, and cyber supply chain requirements. | CPAAS-CPE250-PAIRED-3 | CPAAS-CPE250-PAIRED-3-611 | ChargePoint as a Service | 3year Subscription, ChargePoint Express 250 Station (62.5 kW) - includes 2x Express 250 Station, 4x Power Modules, 2x CCS1 200A cable, North America Modem/SIM, cUL and UL listed. Indicate if CHAdeMO cable is needed. | EA | 74647.86 | 72408.42 | 3% |  | 60 Days | CCS + CHAdeMO. Only charge 1 vehicle at a time | Commercial | 62.5kW (standalone) 125kW (paired) | 80A | >96% | CCS + CHAdeMO. Only charge 1 vehicle at a time | CCS & CHAdeMO combo | 14 | RFID, Mobile App | Yes | Standard | Yes | level of effort would need to be determined case by case basis | Not at this time, as we monitor advancements and market adoption of the technology. | Ground | UL and cUL listed: complies with UL 2202, UL 2231-1, UL 2231-2, CSA 107.1 CE marking: complies with IEC 62196, IEC 61851 | one year standard parts only warranty; additional years of coverage are available under our Assure Program: https://www.chargepoint.com/products/service | Contactless Credit Card, RFID, Tap to Pay with Mobile app, call center, roaming | Yes
47QMCA22A0005 | CARAHSOFT TECHNOLOGY CORPORATION | ChargePoint | No - Product is undergoing FedRAMP review and will not be available for ordering through the BPAs until this process is complete and the platform this product operates on receives an ATO designation or it has been determined does not require one. Purchase this product today through GSA Advantage, but agencies will need to evaluate each product at the agency level to ensure it meets all agency-specific privacy, IT, and cyber supply chain requirements. | CPAAS-CPE250-PAIRED-5 | CPAAS-CPE250-PAIRED-5-611 | ChargePoint as a Service | 5year Subscription, ChargePoint Express 250 Station (62.5 kW) - includes 2x Express 250 Station, 4x Power Modules, 2x CCS1 200A cable, North America Modem/SIM, cUL and UL listed. Indicate if CHAdeMO cable is needed. | EA | 112564.23 | 109187.3 | 3% |  | 60 Days | CCS + CHAdeMO. Only charge 1 vehicle at a time | Commercial | 62.5kW (standalone) 125kW (paired) | 80A | >96% | CCS + CHAdeMO. Only charge 1 vehicle at a time | CCS & CHAdeMO combo | 14 | RFID, Mobile App | Yes | Standard | Yes | level of effort would need to be determined case by case basis | Not at this time, as we monitor advancements and market adoption of the technology. | Ground | UL and cUL listed: complies with UL 2202, UL 2231-1, UL 2231-2, CSA 107.1 CE marking: complies with IEC 62196, IEC 61851 | one year standard parts only warranty; additional years of coverage are available under our Assure Program: https://www.chargepoint.com/products/service | Contactless Credit Card, RFID, Tap to Pay with Mobile app, call center, roaming | Yes
47QMCA22A0006 | DISTRICT FLEET, LLC | ABB E-mobility Inc. | No - Product is undergoing FedRAMP review and will not be available for ordering through the BPAs until this process is complete and the platform this product operates on receives an ATO designation or it has been determined does not require one. Purchase this product today through GSA Advantage, but agencies will need to evaluate each product at the agency level to ensure it meets all agency-specific privacy, IT, and cyber supply chain requirements. | (1) 6AGC070558 (1) 6AGC076522 | N/A | HVC-150 - 150 kW Heavy Vehicle Chargers (HVC) - HVC150 1C | HVC-150 - 150 kW DC Fast Charger rated up to 850 VDC, One 150 kW Power Cabinet and (1) Depot Charge Box with 23 foot CCS-1 cable, cellular modem, 2 year warranty - HVC robustness package included : Redundant auxiliary power supply; Low temperature option: integrated Heating system for extension of the operating temperature to -35 degC to +50 degC, Active | EA | 97859.97 | 92966.97 | 5% | N/A | 120 | HVC-150 - 150 kW DC Fast Charger rated up to 850 VDC, One 150 kW Power Cabinet and (1) Depot Charge Box with 23 foot CCS-1 cable, cellular modem, 2 year warranty - HVC robustness package included : Redundant auxiliary power supply; Low temperature option: integrated Heating system for extension of the operating temperature to -35 degC to +50 degC, Active | Commercial | 150 | (198A - 3-phase) | 0.94 | 1 | CCS-1 | 23 | Usually behind the fence so authorization is not needed. Plug n charge is available as well | Yes | Standard | Yes | Switching OCPP 1.6J network providers is simple and low-cost. The majority of work involves switching the URL connection point to the particular network operator (assuming the new network operator is OCPP 1.6J compliant and confirmed functional with ABB chargers). | No | Floor / wall, rack, pedestal | UL Certified, CE. | 2 years | RFID, App, QR Code | No but working on it
47QMCA22A0006 | DISTRICT FLEET, LLC | ABB E-mobility Inc. | No - Product is undergoing FedRAMP review and will not be available for ordering through the BPAs until this process is complete and the platform this product operates on receives an ATO designation or it has been determined does not require one. Purchase this product today through GSA Advantage, but agencies will need to evaluate each product at the agency level to ensure it meets all agency-specific privacy, IT, and cyber supply chain requirements. | (1) 6AGC070558 (2) 6AGC076522 (1) 6AGC069251 | N/A | HVC-150 - 150 kW Heavy Vehicle Chargers (HVC) - HVC150 2C +S | HVC-150 - 150 kW DC Fast Charger rated up to 850 VDC, One 150 kW Power Cabinet and (2) Depot Charge Boxes with 23 foot CCS-1 cables, sequential charging, robustness and long distance packages, cellular modem, 2 year warranty | EA | 114208.98 | 108498.53 | 5% | N/A | 120 | HVC-150 - 150 kW DC Fast Charger rated up to 850 VDC, One 150 kW Power Cabinet and (2) Depot Charge Boxes with 23 foot CCS-1 cables, sequential charging, robustness and long distance packages, cellular modem, 2 year warranty | Commercial | 150 | (198A - 3-phase) | 0.94 | 2 | CCS-1 | 23 | Usually behind the fence so authorization is not needed. Plug n charge is available as well | Yes | Standard | Yes | Switching OCPP 1.6J network providers is simple and low-cost. The majority of work involves switching the URL connection point to the particular network operator (assuming the new network operator is OCPP 1.6J compliant and confirmed functional with ABB chargers). | No | Floor / wall, rack, pedestal | UL Certified, CE. | 2 years | RFID, App, QR Code | No but working on it
47QMCA22A0006 | DISTRICT FLEET, LLC | ABB E-mobility Inc. | No - Product is undergoing FedRAMP review and will not be available for ordering through the BPAs until this process is complete and the platform this product operates on receives an ATO designation or it has been determined does not require one. Purchase this product today through GSA Advantage, but agencies will need to evaluate each product at the agency level to ensure it meets all agency-specific privacy, IT, and cyber supply chain requirements. | (1) 6AGC070558 (3) 6AGC076522 (1) 6AGC069251 | N/A | HVC-150 - 150 kW Heavy Vehicle Chargers (HVC) - HVC150 3C +S | HVC-150 - 150 kW DC Fast Charger rated up to 850 VDC, One 150 kW Power Cabinet and (3) Depot Charge Boxes with 23 foot CCS-1 cables, sequential charging, robustness and long distance packages, cellular modem, 2 year warranty, includes sequential charging package | EA | 125745.52 | 119458.24 | 5% | N/A | 120 | HVC-150 - 150 kW DC Fast Charger rated up to 850 VDC, One 150 kW Power Cabinet and (3) Depot Charge Boxes with 23 foot CCS-1 cables, sequential charging, robustness and long distance packages, cellular modem, 2 year warranty, includes sequential charging package | Commercial | 150 | (198A - 3-phase) | 0.94 | 3 | CCS-1 | 23 | Usually behind the fence so authorization is not needed. Plug n charge is available as well | Yes | Standard | Yes | Switching OCPP 1.6J network providers is simple and low-cost. The majority of work involves switching the URL connection point to the particular network operator (assuming the new network operator is OCPP 1.6J compliant and confirmed functional with ABB chargers). | No | Floor / wall, rack, pedestal | UL Certified, CE. | 2 years | RFID, App, QR Code | No but working on it
47QMCA22A0006 | DISTRICT FLEET, LLC | ABB E-mobility Inc. | No - Product is undergoing FedRAMP review and will not be available for ordering through the BPAs until this process is complete and the platform this product operates on receives an ATO designation or it has been determined does not require one. Purchase this product today through GSA Advantage, but agencies will need to evaluate each product at the agency level to ensure it meets all agency-specific privacy, IT, and cyber supply chain requirements. | 6AGC102241 | N/A | Terra 124 - 124kW - Terra 124 C UL | The Terra 124 CC is a 120 kW DC fast charger rated up to 920 VDC with 2x 20 ft 200 amp CCS-1 cable connectors in dual outlet configuration, and can charge 2 cars simultaneously up to 60 kW each. ABB’s 4G modem-connected chargers feature a redundant power module architecture for high uptime and remote serviceability – with a 7" high-brightness color touchscreen display, RFID, support for OCPP 1.6 integrations, and comes with a 2 year warranty. Nayax credit card reader is not included and available as a separate accessory that may be purchased. | EA | 84804.03 | 80563.83 | 5% | N/A | 120 | Standard Single | Commercial | 120 kW | (153 A - 3-phase) | 0.95 | 1 | CCS-1 | 19.6 | Dependent upon network selected but typically mobile app, RFID, microchip-enabled credit card or Plug n Charge | Yes | Standard | Yes | Switching OCPP 1.6J network providers is simple and low-cost. The majority of work involves switching the URL connection point to the particular network operator (assuming the new network operator is OCPP 1.6J compliant and confirmed functional with ABB chargers). | No | Floor | UL 2202, CSA No. 107.1-16; UL 2231-1, UL 2231-2, CSA STD C22.2 No. 107.1; NEC Article 625, EN 61851, EN 62196; CHAdeMO 1.2; DIN 70121, ISO 15118; IEC 61000-6-3; EMC Class B, FCC Part 15 | 2 years | RFID, App, QR Code | No but working on it
47QMCA22A0006 | DISTRICT FLEET, LLC | ABB E-mobility Inc. | No - Product is undergoing FedRAMP review and will not be available for ordering through the BPAs until this process is complete and the platform this product operates on receives an ATO designation or it has been determined does not require one. Purchase this product today through GSA Advantage, but agencies will need to evaluate each product at the agency level to ensure it meets all agency-specific privacy, IT, and cyber supply chain requirements. | 6AGC102238 | N/A | Terra 124 - 124kW - Terra 124 CC UL | The Terra 124 CJ is a 120 kW DC fast charger rated up to 920 VDC with a 20 ft 200 amp CCS-1 cable connector and a 20 ft CHAdeMO connector in dual outlet configuration, and can charge 2 cars simultaneously up to 60 kW each. ABB’s 4G modem-connected chargers feature a redundant power module architecture for high uptime and remote serviceability – with a 7" high-brightness color touchscreen display, RFID, support for OCPP 1.6 integrations, and comes with a 2 year warranty. Nayax credit card reader is not included and available as a separate accessory that may be purchased. | EA | 87244.33 | 82882.11 | 5% | N/A | 120 | Dual Port | Commercial | 120 kW or 60 kW | (153 A - 3-phase) | 0.95 | 2 | CCS1 & CHAdeMO combo | 19.6 | Dependent upon network selected but typically mobile app, RFID, microchip-enabled credit card or Plug n Charge | Yes | Standard | Yes | Switching OCPP 1.6J network providers is simple and low-cost. The majority of work involves switching the URL connection point to the particular network operator (assuming the new network operator is OCPP 1.6J compliant and confirmed functional with ABB chargers). | No | Floor | UL 2202, CSA No. 107.1-16; UL 2231-1, UL 2231-2, CSA STD C22.2 No. 107.1; NEC Article 625, EN 61851, EN 62196; CHAdeMO 1.2; DIN 70121, ISO 15118; IEC 61000-6-3; EMC Class B, FCC Part 15 | 2 years | RFID, App, QR Code | No but working on it
47QMCA22A0006 | DISTRICT FLEET, LLC | ABB E-mobility Inc. | No - Product is undergoing FedRAMP review and will not be available for ordering through the BPAs until this process is complete and the platform this product operates on receives an ATO designation or it has been determined does not require one. Purchase this product today through GSA Advantage, but agencies will need to evaluate each product at the agency level to ensure it meets all agency-specific privacy, IT, and cyber supply chain requirements. | 6AGC102235 | N/A | Terra 124 - 124kW - Terra 124 CJ UL | The Terra 124 C is a 120 kW DC fast charger rated up to 920 VDC with 1x 20 foot 200 amp CCS-1 cable connector. ABB’s 4G modem-connected chargers feature a redundant power module architecture for high uptime and remote serviceability – with a 7" high-brightness color touchscreen display, RFID, support for OCPP 1.6 integrations, and comes with a 2 year warranty. Nayax credit card reader is not included and available as a separate accessory that may be purchased. | EA | 80417.13 | 76396.27 | 5% | N/A | 120 | Dual Port Different Connector | Commercial | 120 kW or 60 kW | (153 A - 3-phase) | 0.95 | 2 | CCS1 & CHAdeMO combo | 19.6 | Dependent upon network selected but typically mobile app, RFID, microchip-enabled credit card or Plug n Charge | Yes | Standard | Yes | Switching OCPP 1.6J network providers is simple and low-cost. The majority of work involves switching the URL connection point to the particular network operator (assuming the new network operator is OCPP 1.6J compliant and confirmed functional with ABB chargers). | No | Floor | UL 2202, CSA No. 107.1-16; UL 2231-1, UL 2231-2, CSA STD C22.2 No. 107.1; NEC Article 625, EN 61851, EN 62196; CHAdeMO 1.2; DIN 70121, ISO 15118; IEC 61000-6-3; EMC Class B, FCC Part 15 | 2 years | RFID, App, QR Code | No but working on it
47QMCA22A0006 | DISTRICT FLEET, LLC | ABB E-mobility Inc. | No - Product is undergoing FedRAMP review and will not be available for ordering through the BPAs until this process is complete and the platform this product operates on receives an ATO designation or it has been determined does not require one. Purchase this product today through GSA Advantage, but agencies will need to evaluate each product at the agency level to ensure it meets all agency-specific privacy, IT, and cyber supply chain requirements. | 6AGC101327 | N/A | Terra 175 HP & Terra 350 HP - 150 kW and 350 kw Terra HP (High Power Chargers) - THP CP3 UL 500 C 5R-15M-0-0 | Terra HP Gen 3 Charge Post, 500 A CCS1, 5.3 m cable with retraction system, 15" screen, Mifare RFID reader. cTUVus certified. 4G Modem. 2 year warranty is included. | EA | 43359.76 | 41191.77 | 5% | N/A | 120 | Standard | Commercial | 175 | (231A - 3-phase) | 0.95 | 1 | CCS-1 | 17 | Dependent upon network selected but typically mobile app, RFID, microchip-enabled credit card or Plug n Charge | Yes | Standard | Yes | Switching OCPP 1.6J network providers is simple and low-cost. The majority of work involves switching the URL connection point to the particular network operator (assuming the new network operator is OCPP 1.6J compliant and confirmed functional with ABB chargers). | No | Floor | CE, cTUVus, for UL and Canada, IP 54, NEMA 3R | 2 years | RFID, App, QR Code | No but working on it
47QMCA22A0006 | DISTRICT FLEET, LLC | ABB E-mobility Inc. | No - Product is undergoing FedRAMP review and will not be available for ordering through the BPAs until this process is complete and the platform this product operates on receives an ATO designation or it has been determined does not require one. Purchase this product today through GSA Advantage, but agencies will need to evaluate each product at the agency level to ensure it meets all agency-specific privacy, IT, and cyber supply chain requirements. | 6AGC102229 | N/A | Terra 184 - 184kW - Terra 184 C UL | The Terra 184 C is a 180 kW DC fast charger rated up to 920 VDC with 1x 20 foot 200 amp CCS-1 cable connector. ABB’s 4G modem-connected chargers feature a redundant power module architecture for high uptime and remote serviceability – with a 7" high-brightness color touchscreen display, RFID, support for OCPP 1.6 integrations, and comes with a 2 year warranty. Nayax credit card reader is not included and available as a separate accessory that may be purchased. | EA | 98947.44 | 94000.07 | 5% | N/A | 120 | Standard Single | Commercial | 180 kW or 90 kW | (230 A - 3-phase) | 0.95 | 1 | CCS-1 | 19.6 | Dependent upon network selected but typically mobile app, RFID, microchip-enabled credit card or Plug n Charge | Yes | Standard | Yes | Switching OCPP 1.6J network providers is simple and low-cost. The majority of work involves switching the URL connection point to the particular network operator (assuming the new network operator is OCPP 1.6J compliant and confirmed functional with ABB chargers). | No | Floor | UL 2202, CSA No. 107.1-16; UL 2231-1, UL 2231-2, CSA STD C22.2 No. 107.1; NEC Article 625, EN 61851, EN 62196; CHAdeMO 1.2; DIN 70121, ISO 15118; IEC 61000-6-3; EMC Class B, FCC Part 15 | 2 years | RFID, App, QR Code | No but working on it
47QMCA22A0006 | DISTRICT FLEET, LLC | ABB E-mobility Inc. | No - Product is undergoing FedRAMP review and will not be available for ordering through the BPAs until this process is complete and the platform this product operates on receives an ATO designation or it has been determined does not require one. Purchase this product today through GSA Advantage, but agencies will need to evaluate each product at the agency level to ensure it meets all agency-specific privacy, IT, and cyber supply chain requirements. | 6AGC102240 | N/A | Terra 184 - 184kW - Terra 184 CC UL | The Terra 184 CC is a 180 kW DC fast charger rated up to 920 VDC with 2x 20 ft 200 amp CCS-1 cable connectors in dual outlet configuration, and can charge 2 cars simultaneously up to 90 kW each. ABB’s 4G modem-connected chargers feature a redundant power module architecture for high uptime and remote serviceability – with a 7" high-brightness color touchscreen display, RFID, support for OCPP 1.6 integrations, and comes with a 2 year warranty. Nayax credit card reader is not included and available as a separate accessory that may be purchased. | EA | 103336.69 | 98169.86 | 5% | N/A | 120 | Dual Port | Commercial | 180 kW or 90 kW | (230 A - 3-phase) | 0.95 | 2 | CCS-1 | 19.6 | Dependent upon network selected but typically mobile app, RFID, microchip-enabled credit card or Plug n Charge | Yes | Standard | Yes | Switching OCPP 1.6J network providers is simple and low-cost. The majority of work involves switching the URL connection point to the particular network operator (assuming the new network operator is OCPP 1.6J compliant and confirmed functional with ABB chargers). | No | Floor | UL 2202, CSA No. 107.1-16; UL 2231-1, UL 2231-2, CSA STD C22.2 No. 107.1; NEC Article 625, EN 61851, EN 62196; CHAdeMO 1.2; DIN 70121, ISO 15118; IEC 61000-6-3; EMC Class B, FCC Part 15 | 2 years | RFID, App, QR Code | No but working on it
47QMCA22A0006 | DISTRICT FLEET, LLC | ABB E-mobility Inc. | No - Product is undergoing FedRAMP review and will not be available for ordering through the BPAs until this process is complete and the platform this product operates on receives an ATO designation or it has been determined does not require one. Purchase this product today through GSA Advantage, but agencies will need to evaluate each product at the agency level to ensure it meets all agency-specific privacy, IT, and cyber supply chain requirements. | 6AGC085697 | N/A | Terra 54 - 50kW - T54CJ CCR | The Terra 54 CJ is a 50 kW DC fast charger with one 20 foot long CCS1 charging cable and one 20 foot long CHAdeMO charging cable. ABB’s 4G modem-connected chargers feature a 5x10kW redundant power module architecture for high uptime and remote serviceability – with a 7" high-brightness color touchscreen display, RFID, support for OCPP 1.6 integrations, Nayax credit card reader, and comes with a 2 year warranty. (65KAIC) | EA | 43670.07 | 41486.57 | 5% | N/A | 120 | Dual Port Different Connector | Commercial | 50 | (64A - 3-phase) | 0.95 | 2 | CCS1 & CHAdeMO combo | 19.6 | Dependent upon network selected but typically mobile app, RFID, microchip-enabled credit card or Plug n Charge | Yes | Standard | Yes | Switching OCPP 1.6J network providers is simple and low-cost. The majority of work involves switching the URL connection point to the particular network operator (assuming the new network operator is OCPP 1.6J compliant and confirmed functional with ABB chargers). | No | Floor | UL 2202, CSA No. 107.1-16; UL 2231-1, UL 2231-2, CSA STD C22.2 No. 107.1; NEC Article 625, EN 61851, EN 62196; CHAdeMO 1.2; DIN 70121, ISO 15118; IEC 61000-6-3; EMC Class B, FCC Part 15 | 2 years | RFID, App, QR Code | No but working on it
47QMCA22A0006 | DISTRICT FLEET, LLC | ABB E-mobility Inc. | No - Product is undergoing FedRAMP review and will not be available for ordering through the BPAs until this process is complete and the platform this product operates on receives an ATO designation or it has been determined does not require one. Purchase this product today through GSA Advantage, but agencies will need to evaluate each product at the agency level to ensure it meets all agency-specific privacy, IT, and cyber supply chain requirements. | 6AGC084934 | N/A | Terra 54 - 50kW - T54HV C | ABB’s Terra 54HV C DC fast charger has been designed to support 50 kW continuous charging for vehicles with battery voltages requiring up to 920 VDC with one 20 foot long CCS1 charging cable. ABB’s 4G modem-connected chargers feature a 5x10kW redundant power module architecture for high uptime and remote serviceability – with a 7" high-brightness color touchscreen display, RFID, support for OCPP 1.6 integrations, and comes with a 2 year warranty. (65KAIC) Nayax credit card reader is not included and available as a separate accessory that may be purchased. | EA | 43645.38 | 41463.11 | 5% | N/A | 120 | Standard Single | Commercial | 50 | (64A - 3-phase) | 0.95 | 1 | CCS-1 | 19.6 | Dependent upon network selected but typically mobile app, RFID, microchip-enabled credit card or Plug n Charge | Yes | Standard | Yes | Switching OCPP 1.6J network providers is simple and low-cost. The majority of work involves switching the URL connection point to the particular network operator (assuming the new network operator is OCPP 1.6J compliant and confirmed functional with ABB chargers). | No | Floor | UL 2202, CSA No. 107.1-16; UL 2231-1, UL 2231-2, CSA STD C22.2 No. 107.1; NEC Article 625, EN 61851, EN 62196; CHAdeMO 1.2; DIN 70121, ISO 15118; IEC 61000-6-3; EMC Class B, FCC Part 15 | 2 years | RFID, App, QR Code | No but working on it
47QMCA22A0006 | DISTRICT FLEET, LLC | ABB E-mobility Inc. | No - Product is undergoing FedRAMP review and will not be available for ordering through the BPAs until this process is complete and the platform this product operates on receives an ATO designation or it has been determined does not require one. Purchase this product today through GSA Advantage, but agencies will need to evaluate each product at the agency level to ensure it meets all agency-specific privacy, IT, and cyber supply chain requirements. | 6AGC082821 | N/A | Terra 54 - 50kW - T54HV CJ | ABB’s Terra 54HV CJ DC fast charger has been designed to support 50 kW continuous charging for vehicles with battery voltages requiring up to 920 VDC with with one 20 foot long CCS1 charging cable and one 20 foot long CHAdeMO charging cable. ABB’s 4G modem-connected chargers feature a 5x10kW redundant power module architecture for high uptime and remote serviceability – with a 7" high-brightness color touchscreen display, RFID, support for OCPP 1.6 integrations, and comes with a 2 year warranty.(65KAIC) Nayax credit card reader is not included and available as a separate accessory that may be purchased. | EA | 47000.5 | 44650.48 | 5% | N/A | 120 | Dual Port Different Connector | Commercial | 50 | (64A - 3-phase) | 0.95 | 2 | CCS1 & CHAdeMO combo | 19.6 | Dependent upon network selected but typically mobile app, RFID, microchip-enabled credit card or Plug n Charge | Yes | Standard | Yes | Switching OCPP 1.6J network providers is simple and low-cost. The majority of work involves switching the URL connection point to the particular network operator (assuming the new network operator is OCPP 1.6J compliant and confirmed functional with ABB chargers). | No | Floor | UL 2202, CSA No. 107.1-16; UL 2231-1, UL 2231-2, CSA STD C22.2 No. 107.1; NEC Article 625, EN 61851, EN 62196; CHAdeMO 1.2; DIN 70121, ISO 15118; IEC 61000-6-3; EMC Class B, FCC Part 15 | 2 years | RFID, App, QR Code | No but working on it
47QMCA22A0006 | DISTRICT FLEET, LLC | ABB E-mobility Inc. | No - Product is undergoing FedRAMP review and will not be available for ordering through the BPAs until this process is complete and the platform this product operates on receives an ATO designation or it has been determined does not require one. Purchase this product today through GSA Advantage, but agencies will need to evaluate each product at the agency level to ensure it meets all agency-specific privacy, IT, and cyber supply chain requirements. | 6AGC102247 | N/A | Terra 94 - 94 kW - Terra 94 C UL | The Terra 94 C is a 90 kW DC fast charger rated up to 920 VDC with 1x 20 foot 200 amp CCS-1 cable connector. ABB’s 4G modem-connected chargers feature a redundant power module architecture for high uptime and remote serviceability – with a 7" high-brightness color touchscreen display, RFID, support for OCPP 1.6 integrations, and comes with a 2 year warranty. Nayax credit card reader is not included and available as a separate accessory that may be purchased. | EA | 71638.62 | 68056.69 | 5% | N/A | 120 | Standard Single | Commercial | 90 | (115 A - 3-phase) | 0.95 | 1 | CCS-1 | 19.6 | Dependent upon network selected but typically mobile app, RFID, microchip-enabled credit card or Plug n Charge | Yes | Standard | Yes | Switching OCPP 1.6J network providers is simple and low-cost. The majority of work involves switching the URL connection point to the particular network operator (assuming the new network operator is OCPP 1.6J compliant and confirmed functional with ABB chargers). | No | Floor | UL 2202, CSA No. 107.1-16; UL 2231-1, UL 2231-2, CSA STD C22.2 No. 107.1; NEC Article 625, EN 61851, EN 62196; CHAdeMO 1.2; DIN 70121, ISO 15118; IEC 61000-6-3; EMC Class B, FCC Part 15 | 2 years | RFID, App, QR Code | No but working on it
47QMCA22A0006 | DISTRICT FLEET, LLC | ABB E-mobility Inc. | No - Product is undergoing FedRAMP review and will not be available for ordering through the BPAs until this process is complete and the platform this product operates on receives an ATO designation or it has been determined does not require one. Purchase this product today through GSA Advantage, but agencies will need to evaluate each product at the agency level to ensure it meets all agency-specific privacy, IT, and cyber supply chain requirements. | 6AGC102239 | N/A | Terra 94 - 94 kW - Terra 94 CC UL | The Terra 94 CC is a 90 kW DC fast charger rated up to 920 VDC with 2x 20 ft 200 amp CCS-1 cable connectors in dual outlet configuration, charging one vehicle at a time. ABB’s 4G modem-connected chargers feature a redundant power module architecture for high uptime and remote serviceability – with a 7" high-brightness color touchscreen display, RFID, support for OCPP 1.6 integrations, and comes with a 2 year warranty. Nayax credit card reader is not included and available as a separate accessory that may be purchased. | EA | 76027.88 | 72226.49 | 5% | N/A | 120 | Dual Port | Commercial | 90 | (115 A - 3-phase) | 0.95 | 2 | CCS-1 | 19.6 | Dependent upon network selected but typically mobile app, RFID, microchip-enabled credit card or Plug n Charge | Yes | Standard | Yes | Switching OCPP 1.6J network providers is simple and low-cost. The majority of work involves switching the URL connection point to the particular network operator (assuming the new network operator is OCPP 1.6J compliant and confirmed functional with ABB chargers). | No | Floor | UL 2202, CSA No. 107.1-16; UL 2231-1, UL 2231-2, CSA STD C22.2 No. 107.1; NEC Article 625, EN 61851, EN 62196; CHAdeMO 1.2; DIN 70121, ISO 15118; IEC 61000-6-3; EMC Class B, FCC Part 15 | 2 years | RFID, App, QR Code | No but working on it
47QMCA22A0006 | DISTRICT FLEET, LLC | ABB E-mobility Inc. | No - Product is undergoing FedRAMP review and will not be available for ordering through the BPAs until this process is complete and the platform this product operates on receives an ATO designation or it has been determined does not require one. Purchase this product today through GSA Advantage, but agencies will need to evaluate each product at the agency level to ensure it meets all agency-specific privacy, IT, and cyber supply chain requirements. | 6AGC102236 | N/A | Terra 94 - 94 kW - Terra 94 CJ UL | The Terra 94 CJ is a 90 kW DC fast charger rated up to 920 VDC with a 20 ft 200 amp CCS-1 cable connector and a 20 ft CHAdeMO connector in dual outlet configuration, charging one vehicle at a time. ABB’s 4G modem-connected chargers feature a redundant power module architecture for high uptime and remote serviceability – with a 7" high-brightness color touchscreen display, RFID, support for OCPP 1.6 integrations, and comes with a 2 year warranty. Nayax credit card reader is not included and available as a separate accessory that may be purchased. | EA | 78468.18 | 74544.77 | 5% | N/A | 120 | Dual Port Different Connector | Commercial | 90 | (115 A - 3-phase) | 0.95 | 2 | CCS1 & CHAdeMO combo | 19.6 | Dependent upon network selected but typically mobile app, RFID, microchip-enabled credit card or Plug n Charge | Yes | Standard | Yes | Switching OCPP 1.6J network providers is simple and low-cost. The majority of work involves switching the URL connection point to the particular network operator (assuming the new network operator is OCPP 1.6J compliant and confirmed functional with ABB chargers). | No | Floor | UL 2202, CSA No. 107.1-16; UL 2231-1, UL 2231-2, CSA STD C22.2 No. 107.1; NEC Article 625, EN 61851, EN 62196; CHAdeMO 1.2; DIN 70121, ISO 15118; IEC 61000-6-3; EMC Class B, FCC Part 15 | 2 years | RFID, App, QR Code | No but working on it
47QMCA22A0006 | DISTRICT FLEET, LLC | ABB E-mobility Inc. | No - Product is undergoing FedRAMP review and will not be available for ordering through the BPAs until this process is complete and the platform this product operates on receives an ATO designation or it has been determined does not require one. Purchase this product today through GSA Advantage, but agencies will need to evaluate each product at the agency level to ensure it meets all agency-specific privacy, IT, and cyber supply chain requirements. | 6AGC079381 | N/A | Terra DC Wallbox (20 - 24kw) - DCWB22 C SP | This 22.5 kW model with a 208/240 V single phase input and rated up to 920 VDC output features a single outlet 23 foot CCS-1 connector cable, RFID Reader, LED Display, 4G cellular modem, basic cable management holster for CCS-1, can support OCPP 1.6 integrations, and comes with a 2 year parts only warranty. EMC Class A Unit, may not be used in residential grid application | EA | 17086.94 | 16232.59 | 5% | N/A | 120 | Standard Single | Commercial | 22.5 | (100A - 1-phase) | 0.95 | 1 | CCS-1 | 23 | Dependent upon network selected but typically mobile app, RFID, microchip-enabled credit card or Plug n Charge | Yes | Standard | Yes | Switching OCPP 1.6J network providers is simple and low-cost. The majority of work involves switching the URL connection point to the particular network operator (assuming the new network operator is OCPP 1.6J compliant and confirmed functional with ABB chargers). | No | Wall, rack, pedestal | UL 2202, CSA No. 107.1-16, NEC Article 625, EN 61851, EN 62196; CHAdeMO 1.2; DIN 70121, ISO 15118; IEC 61000-6-3; EMC Class B (3-ph) | 2 year parts only | RFID, App, QR Code | No but working on it
47QMCA22A0006 | DISTRICT FLEET, LLC | ABB E-mobility Inc. | No - Product is undergoing FedRAMP review and will not be available for ordering through the BPAs until this process is complete and the platform this product operates on receives an ATO designation or it has been determined does not require one. Purchase this product today through GSA Advantage, but agencies will need to evaluate each product at the agency level to ensure it meets all agency-specific privacy, IT, and cyber supply chain requirements. | 6AGC079379 | N/A | Terra DC Wallbox (20 - 24kw) - DCWB22 CJ SP | This 22.5 kW model with a 208/240 V single phase input and rated up to 920 VDC output features dual outlet 23 foot CCS-1 and CHAdeMO connector cables, RFID Reader, LED Display, 4G cellular modem, basic cable management holsters for CCS-1 and CHAdeMO, can support OCPP 1.6 integrations, and comes with a 2 year parts only warranty. EMC Class A Unit, may not be used in residential grid application | EA | 20841.96 | 19799.86 | 5% | N/A | 120 | Dual Port Different Connector | Commercial | 22.5 | (100A - 1-phase) | 0.95 | 2 | CCS-1 and CHAdeMO | 23 | Dependent upon network selected but typically mobile app, RFID, microchip-enabled credit card or Plug n Charge | Yes | Standard | Yes | Switching OCPP 1.6J network providers is simple and low-cost. The majority of work involves switching the URL connection point to the particular network operator (assuming the new network operator is OCPP 1.6J compliant and confirmed functional with ABB chargers). | No | Wall, rack, pedestal | UL 2202, CSA No. 107.1-16, NEC Article 625, EN 61851, EN 62196; CHAdeMO 1.2; DIN 70121, ISO 15118; IEC 61000-6-3; EMC Class B (3-ph) | 2 year parts only | RFID, App, QR Code | No but working on it
47QMCA22A0006 | DISTRICT FLEET, LLC | ABB E-mobility Inc. | No - Product is undergoing FedRAMP review and will not be available for ordering through the BPAs until this process is complete and the platform this product operates on receives an ATO designation or it has been determined does not require one. Purchase this product today through GSA Advantage, but agencies will need to evaluate each product at the agency level to ensure it meets all agency-specific privacy, IT, and cyber supply chain requirements. | 6AGC081364 | N/A | Terra DC Wallbox (20 - 24kw) - DCWB24 C 3P | This 24 kW model with a 480 V three phase input and rated up to 920 VDC output features a single outlet 23 foot CCS-1 connector cable, RFID Reader, LED Display, 4G cellular modem, basic cable management holster for CCS-1, is rated EMC Class B, can support OCPP 1.6 integrations, and comes with a 2 year parts only warranty. | EA | 17589.19 | 16709.73 | 5% | N/A | 120 | Standard Single | Commercial | 24 | (32A - 3-phase) | 0.95 | 1 | CCS-1 | 23 | Dependent upon network selected but typically mobile app, RFID, microchip-enabled credit card or Plug n Charge | Yes | Standard | Yes | Switching OCPP 1.6J network providers is simple and low-cost. The majority of work involves switching the URL connection point to the particular network operator (assuming the new network operator is OCPP 1.6J compliant and confirmed functional with ABB chargers). | No | Wall, rack, pedestal | UL 2202, CSA No. 107.1-16, NEC Article 625, EN 61851, EN 62196; CHAdeMO 1.2; DIN 70121, ISO 15118; IEC 61000-6-3; EMC Class B (3-ph) | 2 year parts only | RFID, App, QR Code | No but working on it
47QMCA22A0006 | DISTRICT FLEET, LLC | ABB E-mobility Inc. | No - Product is undergoing FedRAMP review and will not be available for ordering through the BPAs until this process is complete and the platform this product operates on receives an ATO designation or it has been determined does not require one. Purchase this product today through GSA Advantage, but agencies will need to evaluate each product at the agency level to ensure it meets all agency-specific privacy, IT, and cyber supply chain requirements. | 6AGC081362 | N/A | Terra DC Wallbox (20 - 24kw) - DCWB24 CJ 3P | This 24 kW model with a 480 V three phase input and rated up to 920 VDC outputfeatures dual outlet 23 foot CCS-1 and CHAdeMO connector cables, RFID Reader, LED Display, 4G cellular modem, basic cable management holster for CCS-1 and CHAdeMO, is rated EMC Class B, can support OCPP 1.6 integrations, and comes with a 2 year parts only warranty. | EA | 20681.84 | 19647.75 | 5% | N/A | 120 | Dual Port Different Connector | Commercial | 24 | (32A - 3-phase) | 0.95 | 2 | CCS-1 and CHAdeMO | 23 | Dependent upon network selected but typically mobile app, RFID, microchip-enabled credit card or Plug n Charge | Yes | Standard | Yes | Switching OCPP 1.6J network providers is simple and low-cost. The majority of work involves switching the URL connection point to the particular network operator (assuming the new network operator is OCPP 1.6J compliant and confirmed functional with ABB chargers). | No | Wall, rack, pedestal | UL 2202, CSA No. 107.1-16, NEC Article 625, EN 61851, EN 62196; CHAdeMO 1.2; DIN 70121, ISO 15118; IEC 61000-6-3; EMC Class B (3-ph) | 2 year parts only | RFID, App, QR Code | No but working on it
47QMCA22A0006 | DISTRICT FLEET, LLC | BTC Power | No - Product is undergoing FedRAMP review and will not be available for ordering through the BPAs until this process is complete and the platform this product operates on receives an ATO designation or it has been determined does not require one. Purchase this product today through GSA Advantage, but agencies will need to evaluate each product at the agency level to ensure it meets all agency-specific privacy, IT, and cyber supply chain requirements. | L3R-100-480-02-003 | N/A | 100kW Regular 480VAC CCS1/CCS1 | 100kW Regular 480VAC CCS1/CCS1 | EA | 51912.85 | 50355.46 | 3% | N/A | 120 | 100kW Regular 480VAC CCS1/CCS1 | Commercial | 100 | 480 VAC 3 Ph, 132A | >92% | 2 | CCS-1 | 20 ft standard, 25 ft extended length available | Credit Card, RFID, & App | Yes | Standard | Yes | Very simple to switch to a new software supplier. The new suppliers OCPP s/w can be downloaded over the air, onsite visit required to switch out SIM card and place new station ID decals on EVSE. | No | Floor Mount | Certified by Intertek, a Nationally Recogized Testing Laboratory - Intertek certifies to all UL/ cUL/ NEC/ FCC requirements | 2-year manufacturers warranty, parts only, begins on date of installation or 60-days from the ship date from the factory, whichever occurs first. | RFID, Credit Card, EMV, QR Code, ISO 15118 (optional) | Yes - both
47QMCA22A0006 | DISTRICT FLEET, LLC | BTC Power | No - Product is undergoing FedRAMP review and will not be available for ordering through the BPAs until this process is complete and the platform this product operates on receives an ATO designation or it has been determined does not require one. Purchase this product today through GSA Advantage, but agencies will need to evaluate each product at the agency level to ensure it meets all agency-specific privacy, IT, and cyber supply chain requirements. | L3R-100-480-05-003 | N/A | 100kW Regular 480VAC CCS1/Empty | 100kW Regular 480VAC CCS1/Empty | EA | 49789.92 | 48296.22 | 3% | N/A | 120 | 100kW Regular 480VAC CCS1/Empty | Commercial | 100 | 480 VAC 3 Ph, 132A | >92% | 1 | CCS-1 | 20 ft standard, 25 ft extended length available | Credit Card, RFID, & App | Yes | Standard | Yes | Very simple to switch to a new software supplier. The new suppliers OCPP s/w can be downloaded over the air, onsite visit required to switch out SIM card and place new station ID decals on EVSE. | No | Floor Mount | Certified by Intertek, a Nationally Recogized Testing Laboratory - Intertek certifies to all UL/ cUL/ NEC/ FCC requirements | 2-year manufacturers warranty, parts only, begins on date of installation or 60-days from the ship date from the factory, whichever occurs first. | RFID, Credit Card, EMV, QR Code, ISO 15118 (optional) | Yes - both
47QMCA22A0006 | DISTRICT FLEET, LLC | BTC Power | No - Product is undergoing FedRAMP review and will not be available for ordering through the BPAs until this process is complete and the platform this product operates on receives an ATO designation or it has been determined does not require one. Purchase this product today through GSA Advantage, but agencies will need to evaluate each product at the agency level to ensure it meets all agency-specific privacy, IT, and cyber supply chain requirements. | L3S-50-480-02-003 | N/A | 50kW Slim 408VAC CS1/CCS1 | 50kW Slim 408VAC CS1/CCS1 | EA | 30881.11 | 29954.68 | 3% | N/A | 120 | 50kW Slim 408VAC CS1/CCS1 | Commercial | 50 | 480 VAC, 72 A | >90% | 2 | CCS-1 | 20 ft standard, 25 ft extended length available | Credit Card, RFID, & App | Yes | Standard | Yes | Very simple to switch to a new software supplier. The new suppliers OCPP s/w can be downloaded over the air, onsite visit required to switch out SIM card and place new station ID decals on EVSE. | No | Floor Mount | Certified by Intertek, a Nationally Recogized Testing Laboratory - Intertek certifies to all UL/ cUL/ NEC/ FCC requirements | 2-year manufacturers warranty, parts only, begins on date of installation or 60-days from the ship date from the factory, whichever occurs first. | RFID, Credit Card, EMV, QR Code, ISO 15118 (optional) | Yes - both
47QMCA22A0006 | DISTRICT FLEET, LLC | BTC Power | No - Product is undergoing FedRAMP review and will not be available for ordering through the BPAs until this process is complete and the platform this product operates on receives an ATO designation or it has been determined does not require one. Purchase this product today through GSA Advantage, but agencies will need to evaluate each product at the agency level to ensure it meets all agency-specific privacy, IT, and cyber supply chain requirements. | L3S-50-480-05-003 | N/A | 50kW Slim 480VAC CCS1/Empty | 50kW Slim 480VAC CCS1/Empty | EA | 25450.38 | 24686.87 | 3% | N/A | 120 | 50kW Slim 480VAC CCS1/Empty | Commercial | 50 | 480 VAC, 72 A | >90% | 1 | CCS-1 | 20 ft standard, 25 ft extended length available | Credit Card, RFID, & App | Yes | Standard | Yes | Very simple to switch to a new software supplier. The new suppliers OCPP s/w can be downloaded over the air, onsite visit required to switch out SIM card and place new station ID decals on EVSE. | No | Floor Mount | Certified by Intertek, a Nationally Recogized Testing Laboratory - Intertek certifies to all UL/ cUL/ NEC/ FCC requirements | 2-year manufacturers warranty, parts only, begins on date of installation or 60-days from the ship date from the factory, whichever occurs first. | RFID, Credit Card, EMV, QR Code, ISO 15118 (optional) | Yes - both
47QMCA22A0006 | DISTRICT FLEET, LLC | FreeWire Technology | No - Product is undergoing FedRAMP review and will not be available for ordering through the BPAs until this process is complete and the platform this product operates on receives an ATO designation or it has been determined does not require one. Purchase this product today through GSA Advantage, but agencies will need to evaluate each product at the agency level to ensure it meets all agency-specific privacy, IT, and cyber supply chain requirements. | BOOST 150 EVC | N/A | Boost Charger 150 | Battery-backed Ultrafast EV Charger 160kWh Capacity, 150kW Output Dual-Port Remote Commissioning, EVConnect network | EA | 134780.86 | 132085.24 | 2% | N/A | 112 | Standard or Dual | Commercial | 150 | 208V/100A, 240V/150A | >90% | 2 | CHAdeMO/CCS | 12.5 | RFID/ Credit Card/ NFC/ App | Yes | Standard | Yes | We have successfully integrated with a number of network providers. The cost and effort involved wth switching to another network provider will vary depending on the new provider identified and the payment terminal involved. | This functionality will be developed in the future | Free Standing | UL2202, UL2231-1, UL2231-2, UL991, UL1973 (battery pack) FCC Part 15 Class A (U.S.). RFID: ISO 14443A/B, ISO 15693 | 3-Year On-Site Warranty including parts and labor Proactive Monitoring, Performance Data Analysis & Reporting, Annual Preventative Maintenance and Over the Air Software Updates | Credit cards, App, RFID, NFC, MIFARE, FeliCa | No but working on it
47QMCA22A0006 | DISTRICT FLEET, LLC | FreeWire Technology | No - Product is undergoing FedRAMP review and will not be available for ordering through the BPAs until this process is complete and the platform this product operates on receives an ATO designation or it has been determined does not require one. Purchase this product today through GSA Advantage, but agencies will need to evaluate each product at the agency level to ensure it meets all agency-specific privacy, IT, and cyber supply chain requirements. | BOOST 150 BNDL EVC | N/A | Boost Charger 150 Bundle | Boost Charger 160kWh Capacity, 150kW output with 3-Year On-Site Warranty and Preventative maintenance | EA | 161786.4 | 158550.67 | 2% | N/A | 112 | Standard or Dual | Commercial | 150 | 208V/100A, 240V/150A | >90% | 2 | CHAdeMO/CCS | 12.5 | RFID/ Credit Card/ NFC/ App | Yes | Standard | Yes | We have successfully integrated with a number of network providers. The cost and effort involved wth switching to another network provider will vary depending on the new provider identified and the payment terminal involved. | This functionality will be developed in the future | Free Standing | UL2202, UL2231-1, UL2231-2, UL991, UL1973 (battery pack) FCC Part 15 Class A (U.S.). RFID: ISO 14443A/B, ISO 15693 | 3-Year On-Site Warranty including parts and labor Proactive Monitoring, Performance Data Analysis & Reporting, Annual Preventative Maintenance and Over the Air Software Updates | Credit cards, App, RFID, NFC, MIFARE, FeliCa | No but working on it
47QMCA22A0006 | DISTRICT FLEET, LLC | Tritium Technologies, LLC | No - Product is undergoing FedRAMP review and will not be available for ordering through the BPAs until this process is complete and the platform this product operates on receives an ATO designation or it has been determined does not require one. Purchase this product today through GSA Advantage, but agencies will need to evaluate each product at the agency level to ensure it meets all agency-specific privacy, IT, and cyber supply chain requirements. | RTM 50kW | N/A | RTM 50 | Tritium’s modular and scalable RTM75/75kW is the tipping point to electrification of transportation and is powering the e-mobility revolution. This smart, scalable and reliable platform couples Tritium’s DNA of liquid cooling, small footprint, and industry leading IP65 rated enclosure, with a modular power electronics design. | EA | 34648.06 | 32915.66 | 5% | N/A | 120 | DC Fast Charger: Dual Port, Different Connector, Simultaneous Charging capable | Commercial | 50kW | 480VAC 3ph (no neutral) +/-10% 70A | 0.95 | 2 | CCS1, CCS2 and CHAdeMO supported (Tesla adapter may be used) | Length: 6m (19ft 8") with cable management | • RFID: MI-FARE ISO/IEC14443A/B, ISO/IEC15693, ISO/IEC18000-3, FeliCa, NFC • Optional credit card reader terminal • CPO supplied mobile app • Vehicle: ISO15118 Plug and Charge | Yes | Standard | Yes | Swapping to a different network is completely supported and easily accomplished | Awaiting ISO 15118-20 standard to be finalised See https://www.iso.org/standard/77845.html | Ground | • WORLDWIDE: CE • USA, CANADA: cTUVus, NRTL Certified to UL 2202 AND CSA C22.2 No. 107.1 IEC62196, UL2251 and SAE J1772 Plugs and Cables; UL2594 not applicable, No AC charging; compliance to NFPA 70 and NFPA 30A for EVSE; Compliance to Harmonized C22.2 NO. 280-16 and UL standards for EVSE; NEC 625 | 2 years parts and labor | • RFID standard • Optional credit card reader terminal with support for magstripe, EMV and NFC/Contactless | No but working on it
47QMCA22A0006 | DISTRICT FLEET, LLC | Tritium Technologies, LLC | No - Product is undergoing FedRAMP review and will not be available for ordering through the BPAs until this process is complete and the platform this product operates on receives an ATO designation or it has been determined does not require one. Purchase this product today through GSA Advantage, but agencies will need to evaluate each product at the agency level to ensure it meets all agency-specific privacy, IT, and cyber supply chain requirements. | RTM 75kW | N/A | RTM 75 | Tritium’s modular and scalable RTM75/75kW is the tipping point to electrification of transportation and is powering the e-mobility revolution. This smart, scalable and reliable platform couples Tritium’s DNA of liquid cooling, small footprint, and industry leading IP65 rated enclosure, with a modular power electronics design. | EA | 38597.68 | 36667.8 | 5% | N/A | 120 | DC Fast Charger: Dual Port, Different Connector, Simultaneous Charging capable | Commercial | 75kW | 480VAC 3ph (no neutral) +/-10% 105A | 0.95 | 2 | CCS1, CCS2 and CHAdeMO supported (Tesla adapter may be used) | Length: 6m (19ft 8") with cable management | • RFID: MI-FARE ISO/IEC14443A/B, ISO/IEC15693, ISO/IEC18000-3, FeliCa, NFC • Optional credit card reader terminal • CPO supplied mobile app • Vehicle: ISO15118 Plug and Charge | Yes | Standard | Yes | Swapping to a different network is completely supported and easily accomplished | Awaiting ISO 15118-20 standard to be finalised See https://www.iso.org/standard/77845.html | Ground | • WORLDWIDE: CE • USA, CANADA: cTUVus, NRTL Certified to UL 2202 AND CSA C22.2 No. 107.1 IEC62196, UL2251 and SAE J1772 Plugs and Cables; UL2594 not applicable, No AC charging; compliance to NFPA 70 and NFPA 30A for EVSE; Compliance to Harmonized C22.2 NO. 280-16 and UL standards for EVSE; NEC 626 | 2 years parts and labor | • RFID standard • Optional credit card reader terminal with support for magstripe, EMV and NFC/Contactless | No but working on it
47QMCA22A0009 | GLOBAL ENTERPRISE, INC. | Livingston Energy Group | No - Product is undergoing FedRAMP review and will not be available for ordering through the BPAs until this process is complete and the platform this product operates on receives an ATO designation or it has been determined does not require one. Purchase this product today through GSA Advantage, but agencies will need to evaluate each product at the agency level to ensure it meets all agency-specific privacy, IT, and cyber supply chain requirements. | RTM75 (50KW) | RTM75 (50KW) | EV DC Fast Charger | FAST CHARGER (50KW) - Slim and compact footprint, Patented liquid-cooled technology, OCPP 1.6 compliant, Simultaneous charging ready (dual EVSE), Mix and Match Cables - CCS1, CCS2 and/or CHAdeMO, modular power units that are single-person operable so they can be easily changed in the field for faster maintenance and improved uptime. Twin cables to simultaneously charge two EVs. 50-150kW platforms. | EA | 33682.17 | 31998.06 | 5% | Over 100 / 5% | 120 | DC Fast Charger: Dual Port, Different Connector, Simultaneous Charging capable | Commercial | 50kW | 480VAC 3ph (no neutral) +/-10% 70A | 0.95 | 2 | CCS1, CCS2 and CHAdeMO supported (Tesla adapter may be used) | Length: 6m (19ft 8") with cable management | • RFID: MI-FARE ISO/IEC14443A/B, ISO/IEC15693, ISO/IEC18000-3, FeliCa, NFC • Optional credit card reader terminal • Livingston Charge Port supplied mobile app • Vehicle: ISO15118 Plug and Charge | Yes | Standard | Yes | Yes, and Swapping to a different network is completely supported and easily accomplished | Awaiting ISO 15118-20 standard to be finalised See https://www.iso.org/standard/77845.html | Ground | • WORLDWIDE: CE • USA, CANADA: cTUVus, NRTL Certified to UL 2202 AND CSA C22.2 No. 107.1 IEC62196, UL2251 and SAE J1772 Plugs and Cables; UL2594 not applicable, No AC charging; compliance to NFPA 70 and NFPA 30A for EVSE; Compliance to Harmonized C22.2 NO. 280-16 and UL standards for EVSE; NEC 625 | 2 years parts and labor | • Mobile App • RFID standard • Optional credit card reader terminal with support for magstripe, EMV and NFC/Contactless | Not currently, but in development
47QMCA22A0009 | GLOBAL ENTERPRISE, INC. | Livingston Energy Group | No - Product is undergoing FedRAMP review and will not be available for ordering through the BPAs until this process is complete and the platform this product operates on receives an ATO designation or it has been determined does not require one. Purchase this product today through GSA Advantage, but agencies will need to evaluate each product at the agency level to ensure it meets all agency-specific privacy, IT, and cyber supply chain requirements. | L3S4-50-208 | L3S4-50-208 | EV DC Fast Charger | EV DC Fast Charger - Power Rating 50 kW. Level 3 DC Fast Chargers bypass slower on-board chargers providing DC power directly to the battery, greatly increasing the charging speed. DC fast charging is essential for high mileage/long-distance driving and fleets. The quick turnaround enables drivers to recharge quickly versus many hours from an AC Level 2 charger. gsasupport@fedharmony.com | EA | 36567.1 | 34738.75 | 5% | Over 100 / 5% | 45-120 | Dual Port | Commercial | 50kW | 208VAC, 166A | >90% | 2 | CHADEMO, SAE J1772 Combo CCS1 |  | RFID, mobile app (credit card reader is optional and priced separately) | Yes | Livingston Charge Port Network. | Yes | Yes, and Swapping to a different network is completely supported and easily accomplished | No | Ground | ETL listed for USA and Canada; complies with UL 2202, UL 2231, UL50E, NEC Article 625, CSA STD C22.2 No. 107.1, FCC Part 15 Class A | 2 year parts-only warranty | RFID, mobile app (credit card reader is optional and priced separately) | Not currently, but in development
47QMCA22A0009 | GLOBAL ENTERPRISE, INC. | Livingston Energy Group | No - Product is undergoing FedRAMP review and will not be available for ordering through the BPAs until this process is complete and the platform this product operates on receives an ATO designation or it has been determined does not require one. Purchase this product today through GSA Advantage, but agencies will need to evaluate each product at the agency level to ensure it meets all agency-specific privacy, IT, and cyber supply chain requirements. | RTM75 (75KW) | RTM75 (75KW) | EV DC Fast Charger | FAST CHARGER (75KW) - Slim and compact footprint, Patented liquid-cooled technology, OCPP 1.6 compliant, Simultaneous charging ready (dual EVSE), Mix and Match Cables - CCS1, CCS2 and/or CHAdeMO, modular power units that are single-person operable so they can be easily changed in the field for faster maintenance and improved uptime. Twin cables to simultaneously charge two EVs. 50-150kW platforms. | EA | 37893.75 | 35999.06 | 5% | Over 100 / 5% | 120 | DC Fast Charger: Dual Port, Different Connector, Simultaneous Charging capable | Commercial | 75kW | 480VAC 3ph (no neutral) +/-10% 105A | 0.95 | 2 | CCS1, CCS2 and CHAdeMO supported (Tesla adapter may be used) | Length: 6m (19ft 8") with cable management | • RFID: MI-FARE ISO/IEC14443A/B, ISO/IEC15693, ISO/IEC18000-3, FeliCa, NFC • Optional credit card reader terminal • Livingston Charge Port supplied mobile app • Vehicle: ISO15118 Plug and Charge | Yes | Standard | Yes | Yes, and Swapping to a different network is completely supported and easily accomplished | Awaiting ISO 15118-20 standard to be finalised See https://www.iso.org/standard/77845.html | Ground | • WORLDWIDE: CE • USA, CANADA: cTUVus, NRTL Certified to UL 2202 AND CSA C22.2 No. 107.1 IEC62196, UL2251 and SAE J1772 Plugs and Cables; UL2594 not applicable, No AC charging; compliance to NFPA 70 and NFPA 30A for EVSE; Compliance to Harmonized C22.2 NO. 280-16 and UL standards for EVSE; NEC 626 | 2 years parts and labor | • Mobile App • RFID standard • Optional credit card reader terminal with support for magstripe, EMV and NFC/Contactless | Not currently, but in development
47QMCA22A0009 | GLOBAL ENTERPRISE, INC. | Livingston Energy Group | No - Product is undergoing FedRAMP review and will not be available for ordering through the BPAs until this process is complete and the platform this product operates on receives an ATO designation or it has been determined does not require one. Purchase this product today through GSA Advantage, but agencies will need to evaluate each product at the agency level to ensure it meets all agency-specific privacy, IT, and cyber supply chain requirements. | PKM150 (100kW) | PKM150 (100kW) | EV DC Fast Charger | PKM150 (100kW) - Industry-first DC micro grid design, creating a pool of shared power for the system's chargers to access. Exceed grid limits, by leveraging the pool of shared power to deliver higher charger availability and power output, with minimal capital investment. Field-proven modular components for world-class reliability and serviceability. Modular power units that are single-person operable so they can be easily changed in the field for faster maintenance and improved uptime. Twin cables to simultaneously charge two EVs. 50-150kW platforms. | EA | 38746.6 | 36809.27 | 5% | Over 100 / 5% | 120 | DC Fast Charger: Dual Port, Different Connector, Simultaneous Charging capable | Commercial | 100kW | 950VDC (DC Microgrid) | >97% | 2 | CCS1, CCS2 and CHAdeMO supported (Tesla adapter may be used) | Length: 6m (19ft 8") with cable management | • RFID: MI-FARE ISO/IEC14443A/B, ISO/IEC15693, ISO/IEC18000-3, FeliCa, NFC • Optional credit card reader terminal • Livingston Charge Port supplied mobile app • Vehicle: ISO15118 Plug and Charge | Yes | Standard | Yes | Yes, and Swapping to a different network is completely supported and easily accomplished | Awaiting ISO 15118-20 standard to be finalised See https://www.iso.org/standard/77845.html | Ground | • WORLDWIDE: CE (in progress) • USA, CANADA: cTUVus, NRTL Certified to UL 2202 AND CSA C22.2 No. 107.1 (in progress) IEC62196, UL2251 and SAE J1772 Plugs and Cables; UL2594 not applicable, No AC charging; compliance to NFPA 70 and NFPA 30A for EVSE; Compliance to Harmonized C22.2 NO. 280-16 and UL standards for EVSE; NEC 627 | 2 years parts and labor | • Mobile App • RFID standard • Optional credit card reader terminal with support for magstripe, EMV and NFC/Contactless | Not currently, but in development
47QMCA22A0009 | GLOBAL ENTERPRISE, INC. | Livingston Energy Group | No - Product is undergoing FedRAMP review and will not be available for ordering through the BPAs until this process is complete and the platform this product operates on receives an ATO designation or it has been determined does not require one. Purchase this product today through GSA Advantage, but agencies will need to evaluate each product at the agency level to ensure it meets all agency-specific privacy, IT, and cyber supply chain requirements. | PKM150 (150kW) | PKM150 (150kW) | EV DC Fast Charger | PKM150 (150kW) - Industry-first DC micro grid design, creating a pool of shared power for the system's chargers to access. Exceed grid limits, by leveraging the pool of shared power to deliver higher charger availability and power output, with minimal capital investment. Field-proven modular components for world-class reliability and serviceability. Modular power units that are single-person operable so they can be easily changed in the field for faster maintenance and improved uptime. Twin cables to simultaneously charge two EVs. 50-150kW platforms. | EA | 48222.67 | 45811.54 | 5% | Over 100 / 5% | 120 | DC Fast Charger: Dual Port, Different Connector, Simultaneous Charging capable | Commercial | 150kW | 950VDC (DC Microgrid) | >97% | 2 | CCS1, CCS2 and CHAdeMO supported (Tesla adapter may be used) | Length: 6m (19ft 8") with cable management | • RFID: MI-FARE ISO/IEC14443A/B, ISO/IEC15693, ISO/IEC18000-3, FeliCa, NFC • Optional credit card reader terminal • Livingston Charge Port supplied mobile app • Vehicle: ISO15118 Plug and Charge | Yes | Standard | Yes | Yes, and Swapping to a different network is completely supported and easily accomplished | Awaiting ISO 15118-20 standard to be finalised See https://www.iso.org/standard/77845.html | Ground | • WORLDWIDE: CE (in progress) • USA, CANADA: cTUVus, NRTL Certified to UL 2202 AND CSA C22.2 No. 107.1 (in progress) IEC62196, UL2251 and SAE J1772 Plugs and Cables; UL2594 not applicable, No AC charging; compliance to NFPA 70 and NFPA 30A for EVSE; Compliance to Harmonized C22.2 NO. 280-16 and UL standards for EVSE; NEC 628 | 2 years parts and labor | • Mobile App • RFID standard • Optional credit card reader terminal with support for magstripe, EMV and NFC/Contactless | Not currently, but in development
47QMCA22A0009 | GLOBAL ENTERPRISE, INC. | Livingston Energy Group | No - Product is undergoing FedRAMP review and will not be available for ordering through the BPAs until this process is complete and the platform this product operates on receives an ATO designation or it has been determined does not require one. Purchase this product today through GSA Advantage, but agencies will need to evaluate each product at the agency level to ensure it meets all agency-specific privacy, IT, and cyber supply chain requirements. | L3S-50-480 | L3S-50-480 | EV DC Fast Charger | EV DC Fast Charger - Power Rating 50 kW. Level 3 DC Fast Chargers bypass slower on-board chargers providing DC power directly to the battery, greatly increasing the charging speed. DC fast charging is essential for high mileage/long-distance driving and fleets. The quick turnaround enables drivers to recharge quickly versus many hours from an AC Level 2 charger. gsasupport@fedharmony.com | EA | 55308.66 | 52543.23 | 5% | Over 100 / 5% | 45-120 | Dual Port | Commercial | 50kW | 480VAC, 72A | >90% | 2 | CHADEMO, SAE J1772 Combo CCS1 |  | RFID, mobile app (credit card reader is optional and priced separately) | Yes | Livingston Charge Port Network. | Yes | Yes, and Swapping to a different network is completely supported and easily accomplished | No | Ground | ETL listed for USA and Canada; complies with UL 2202, UL 2231, UL50E, NEC Article 625, CSA STD C22.2 No. 107.1, FCC Part 15 Class A | 2 year parts-only warranty | RFID, mobile app (credit card reader is optional and priced separately) | Not currently, but in development
47QMCA22A0009 | GLOBAL ENTERPRISE, INC. | Livingston Energy Group | No - Product is undergoing FedRAMP review and will not be available for ordering through the BPAs until this process is complete and the platform this product operates on receives an ATO designation or it has been determined does not require one. Purchase this product today through GSA Advantage, but agencies will need to evaluate each product at the agency level to ensure it meets all agency-specific privacy, IT, and cyber supply chain requirements. | L3R-100-480 | L3R-100-480 | EV DC Fast Charger | EV DC Fast Charger - 100 kW Single Output or 50 kW Parallel Output. Level 3 DC Fast Chargers bypass slower on-board chargers providing DC power directly to the battery, greatly increasing the charging speed. DC fast charging is essential for high mileage/long-distance driving and fleets. The quick turnaround enables drivers to recharge quickly versus many hours from an AC Level 2 charger. gsasupport@fedharmony.com | EA | 56888.01 | 54043.61 | 5% | Over 100 / 5% | 45-120 | Dual Port (split) | Commercial | 100kW single output; 50kW parallel output | 480VAC 3-phase at 132A | >92% | 2 | Dual CCS1; Single CHADEMO; Single CCS1 |  | mobile app (credit card reader is optional and priced separately) | Yes | Livingston Charge Port Network. | Yes | Yes, and Swapping to a different network is completely supported and easily accomplished | No | Ground | ETL listed for USA and Canada; complies with UL 2202, UL 2231, UL50E, NEC Article 625, CSA STD C22.2 No. 107.1, FCC Part 15 Class A | Standard: 1 year; warranty extensions available. | RFID, mobile app (credit card reader is optional and priced separately) | Not currently, but in development
47QMCA22A0009 | GLOBAL ENTERPRISE, INC. | Livingston Energy Group | No - Product is undergoing FedRAMP review and will not be available for ordering through the BPAs until this process is complete and the platform this product operates on receives an ATO designation or it has been determined does not require one. Purchase this product today through GSA Advantage, but agencies will need to evaluate each product at the agency level to ensure it meets all agency-specific privacy, IT, and cyber supply chain requirements. | TERRA 54 | TERRA 54 | EV DC Fast Charging Station | EV DC Fast Charging Station - Terra 54HV DC fast charger has been designed to support 50 kW continuous charging for medium and heavy duty vehicles with battery voltages requiring up to 920 VDC, according to the CCS-1 standard. | EA | 48852.58 | 46409.95 | 5% | Over 100 / 5% | 120 Days | Dual Port | Commercial | 50 | (64A - 3-phase) | 0.95 | 2 | CCS, CHAdeMO | 6 m (19.6 ft) standard | Mobile app, RFID, microchip-enabled credit card or Plug n Charge | Yes | Livingston Charge Port Network. | Yes | Yes, and Swapping to a different network is completely supported and easily accomplished | No | Floor | UL Certified, CE. | 2 years / parts & labor | VISA, Mastercard, Discover, AmEx, Monyx, others dependent on chosen network | Not currently, but in development
47QMCA22A0009 | GLOBAL ENTERPRISE, INC. | Livingston Energy Group | No - Product is undergoing FedRAMP review and will not be available for ordering through the BPAs until this process is complete and the platform this product operates on receives an ATO designation or it has been determined does not require one. Purchase this product today through GSA Advantage, but agencies will need to evaluate each product at the agency level to ensure it meets all agency-specific privacy, IT, and cyber supply chain requirements. | RES-DCVC60-480 | RES-DCVC60-480 | EV DC Fast Charging Station | EV DC Fast Charging Station - 60kW Power with Bi-Directional Operation (V2G Capable), 270Vdc to 870Vdc Output Range, Continuous Operation at Rated Load, Remote Operation (up to 600 ft.), UL-1741-SA | EA | 62853.72 | 59711.03 | 5% | Over 100 / 5% | 60-120 | Single Port | Commercial | 60 kW | 480VAC-3P | >95% | 1 | CCS | 20ft | RFID, mobile app (credit card reader is optional and priced separately) | Yes | Livingston Charge Port Network. | Yes | Yes, and Swapping to a different network is completely supported and easily accomplished | No | Ground | UL 2202, CSA22.2, IEEE 1547.1,UL1741-SA | Standard: 2 years; warranty extensions available. | RFID, credit card reader, mobile app | Not currently, but in development
47QMCA22A0009 | GLOBAL ENTERPRISE, INC. | Livingston Energy Group | No - Product is undergoing FedRAMP review and will not be available for ordering through the BPAs until this process is complete and the platform this product operates on receives an ATO designation or it has been determined does not require one. Purchase this product today through GSA Advantage, but agencies will need to evaluate each product at the agency level to ensure it meets all agency-specific privacy, IT, and cyber supply chain requirements. | RES-DCVC125-480 | RES-DCVC125-480 | EV DC Fast Charging Station | EV DC Fast Charging Station - 125kW Power with Uni-Directional Only Operation with optional V2G Bi-Directional operation. 530Vdc to 920Vdc Output Range Continuous Operation at Rated Load, UL 2202 & UL 2231. | EA | 75262.59 | 71499.46 | 5% | Over 100 / 5% | 60-120 | Single Port | Commercial | 125 kW | 480VAC-3P | >95% | 1 | CCS | 20ft | RFID, mobile app (credit card reader is optional and priced separately) | Yes | Livingston Charge Port Network. | Yes | Yes, and Swapping to a different network is completely supported and easily accomplished | No | Ground | UL 2202, CSA22.2, IEEE 1547.1 ,UL1741-SA | Standard: 2 years; warranty extensions available. | RFID, credit card reader, mobile app | Not currently, but in development
47QMCA22A0009 | GLOBAL ENTERPRISE, INC. | Livingston Energy Group | No - Product is undergoing FedRAMP review and will not be available for ordering through the BPAs until this process is complete and the platform this product operates on receives an ATO designation or it has been determined does not require one. Purchase this product today through GSA Advantage, but agencies will need to evaluate each product at the agency level to ensure it meets all agency-specific privacy, IT, and cyber supply chain requirements. | TERRA 94 | TERRA 94 | EV DC Fast Charging Station | Terra DC Fast charger Maximum output power up to 90 kW are designed for the most compact, reliable and future-proof demands. In addition to a range of power selections, Terra chargers can be configured with CCS and CHAdeMO connector cables, in single or dual outlet format. Cable management, payment enablement and connectivity choices also offer owners, operators and site hosts options tailored to the needs of every charging site, from public to fleet needs. | EA | 79670.5 | 75686.98 | 5% | Over 100 / 5% | 120 Days | Dual Port | Commercial | 90 | (115 A - 3-phase) | 0.95 | 2 | CCS, CHAdeMO | 6 m (19.6 ft) standard | Mobile app, RFID, microchip-enabled credit card or Plug n Charge | Yes | Livingston Charge Port Network. | Yes | Yes, and Swapping to a different network is completely supported and easily accomplished | No | Floor | UL Certified, CE. | 2 years / parts & labor | VISA, Mastercard, Discover, AmEx, Monyx, others dependent on chosen network | Not currently, but in development
47QMCA22A0009 | GLOBAL ENTERPRISE, INC. | Livingston Energy Group | No - Product is undergoing FedRAMP review and will not be available for ordering through the BPAs until this process is complete and the platform this product operates on receives an ATO designation or it has been determined does not require one. Purchase this product today through GSA Advantage, but agencies will need to evaluate each product at the agency level to ensure it meets all agency-specific privacy, IT, and cyber supply chain requirements. | TERRA 124 | TERRA 124 | EV DC Fast Charging Station | Terra DC Fast charger Maximum output power one EV up to 120 kW or two EVs each up to 60 kW are designed for the most compact, reliable and future-proof demands. In addition to a range of power selections, Terra chargers can be configured with CCS and CHAdeMO connector cables, in single or dual outlet format. Cable management, payment enablement and connectivity choices also offer owners, operators and site hosts options tailored to the needs of every charging site, from public to fleet needs. | EA | 91579.57 | 87000.59 | 5% | Over 100 / 5% | 120 Days | Dual Port | Commercial | 120 | (153 A - 3-phase) | 0.95 | 2 | CCS, CHAdeMO | 6 m (19.6 ft) standard | Mobile app, RFID, microchip-enabled credit card or Plug n Charge | Yes | Livingston Charge Port Network. | Yes | Yes, and Swapping to a different network is completely supported and easily accomplished | No | Floor | UL Certified, CE. | 2 years / parts & labor | VISA, Mastercard, Discover, AmEx, Monyx, others dependent on chosen network | Not currently, but in development
47QMCA22A0009 | GLOBAL ENTERPRISE, INC. | Livingston Energy Group | No - Product is undergoing FedRAMP review and will not be available for ordering through the BPAs until this process is complete and the platform this product operates on receives an ATO designation or it has been determined does not require one. Purchase this product today through GSA Advantage, but agencies will need to evaluate each product at the agency level to ensure it meets all agency-specific privacy, IT, and cyber supply chain requirements. | TERRA 184 | TERRA 184 | EV DC Fast Charging Station | Terra DC Fast charger Maximum output power one EV up to 120 kW or two EVs each up to 60 kW are designed for the most compact, reliable and future-proof demands. In addition to a range of power selections, Terra chargers can be configured with CCS and CHAdeMO connector cables, in single or dual outlet format. Cable management, payment enablement and connectivity choices also offer owners, operators and site hosts options tailored to the needs of every charging site, from public to fleet needs. | EA | 111253.69 | 105691.01 | 5% | Over 100 / 5% | 120 Days | Dual Port | Commercial | 180 | (230 A - 3-phase) | 0.95 | 2 | CCS, CHAdeMO | 6 m (19.6 ft) standard | Mobile app, RFID, microchip-enabled credit card or Plug n Charge | Yes | Livingston Charge Port Network. | Yes | Yes, and Swapping to a different network is completely supported and easily accomplished | No | Floor | UL Certified, CE. | 2 years / parts & labor | VISA, Mastercard, Discover, AmEx, Monyx, others dependent on chosen network | Not currently, but in development
47QMCA22A0009 | GLOBAL ENTERPRISE, INC. | Livingston Energy Group | No - Product is undergoing FedRAMP review and will not be available for ordering through the BPAs until this process is complete and the platform this product operates on receives an ATO designation or it has been determined does not require one. Purchase this product today through GSA Advantage, but agencies will need to evaluate each product at the agency level to ensure it meets all agency-specific privacy, IT, and cyber supply chain requirements. | HP 175 | HP 175 | EV High Power Charging Cabinet | EV High Power Charging Post - Terra HP family has ultra-high current charging capability and can charge both 400 V and 800 V cars at full power. With 375 A output, a single power cabinet can charge a 400 V car at full 150 kW continuously. | EA | 76493.25 | 72668.59 | 5% | Over 100 / 5% | 120 Days | Power Cabinet | Commercial | 175 | (231A - 3-phase) | 0.94 | NA | Power Cabinet | 5.3 m / 17 ft | Mobile app, RFID, microchip-enabled credit card or Plug n Charge | Yes | Livingston Charge Port Network. | Yes | Yes, and Swapping to a different network is completely supported and easily accomplished | No | Floor | UL Certified, CE. | 2 years / parts & labor | VISA, Mastercard, Discover, AmEx, Monyx, others dependent on chosen network | Not currently, but in development
47QMCA22A0009 | GLOBAL ENTERPRISE, INC. | Livingston Energy Group | No - Product is undergoing FedRAMP review and will not be available for ordering through the BPAs until this process is complete and the platform this product operates on receives an ATO designation or it has been determined does not require one. Purchase this product today through GSA Advantage, but agencies will need to evaluate each product at the agency level to ensure it meets all agency-specific privacy, IT, and cyber supply chain requirements. | HP 175 Post | HP 175 Post | EV High Power Charging Post | EV High Power Charging Post - Terra HP family has ultra-high current charging capability and can charge both 400 V and 800 V cars at full power. With 375 A output, a single power cabinet can charge a 400 V car at full 150 kW continuously. | EA | 46243.22 | 43931.06 | 5% | Over 100 / 5% | 120 Days | Dual Port | Commercial | 175 | (231A - 3-phase) | 0.94 | 2 | CCS, CHAdeMO | 5.3 m / 17 ft | Mobile app, RFID, microchip-enabled credit card or Plug n Charge | Yes | Livingston Charge Port Network. | Yes | Yes, and Swapping to a different network is completely supported and easily accomplished | No | Floor | UL Certified, CE. | 2 years / parts & labor | VISA, Mastercard, Discover, AmEx, Monyx, others dependent on chosen network | Not currently, but in development
47QMCA22A0009 | GLOBAL ENTERPRISE, INC. | Livingston Energy Group | No - Product is undergoing FedRAMP review and will not be available for ordering through the BPAs until this process is complete and the platform this product operates on receives an ATO designation or it has been determined does not require one. Purchase this product today through GSA Advantage, but agencies will need to evaluate each product at the agency level to ensure it meets all agency-specific privacy, IT, and cyber supply chain requirements. | TERRA DC Wallbox | TERRA DC Wallbox | Fast Charging Station DC Wallbox | Terra DC Wallbox provides DC fast charging capabilities for customers looking for a fast charge with a smaller footprint and lower installation costs. Offering up to 24 kW in peak output power, the Terra DC Wallbox provides a solution for destination and overnight charging. | EA | 21433.91 | 20362.21 | 5% | Over 100 / 5% | 120 Days | Dual Port | Commercial | 24 | (32A - 3-phase) | 0.94 | 2 | CCS, CHAdeMO | 7 m (23 ft) | Mobile app, RFID, microchip-enabled credit card or Plug n Charge | Yes | Livingston Charge Port Network. | Yes | Yes, and Swapping to a different network is completely supported and easily accomplished | No | Wall, rack, pedestal | UL Certified, CE. | 2 year / parts | N/A | Not currently, but in development
47QMCA22A0009 | GLOBAL ENTERPRISE, INC. | Livingston Energy Group | No - Product is undergoing FedRAMP review and will not be available for ordering through the BPAs until this process is complete and the platform this product operates on receives an ATO designation or it has been determined does not require one. Purchase this product today through GSA Advantage, but agencies will need to evaluate each product at the agency level to ensure it meets all agency-specific privacy, IT, and cyber supply chain requirements. | HVC 150 | HVC 150 | Heavy Vehicle Charging Station | HVC Depot charging systems are specifically designed to charge larger fleets of electric vehicles. Sequential Charging allows the connection of up to three depot charge boxes with a single power cabinet and vehicles are charged sequentially over time. Power range of 100 kW or 150 kW, Voltage range from 150-850 VDC, Small infrastructure footprint at vehicle interface, Flexible design for roof and floor mounting, Sequential charging for up to 3 outlets with 100 and 150 kW. | EA | 124692.45 | 118457.83 | 5% | Over 100 / 5% | 120 Days | Single Port | Commercial | 150 | (198A - 3-phase) | 0.94 | 3 | CCS | 3.5 m (11.5 ft) standard; 7 m (23 ft) optional | Usually behind the fence so authorization is not needed. Plug n charge is available as well | Yes | Livingston Charge Port Network. | Yes | Yes, and Swapping to a different network is completely supported and easily accomplished | No | Floor / wall, rack, pedestal | UL Certified, CE. | 2 years / parts & labor | N/A | Not currently, but in development
47QMCA22A0009 | GLOBAL ENTERPRISE, INC. | Livingston Energy Group | No - Product is undergoing FedRAMP review and will not be available for ordering through the BPAs until this process is complete and the platform this product operates on receives an ATO designation or it has been determined does not require one. Purchase this product today through GSA Advantage, but agencies will need to evaluate each product at the agency level to ensure it meets all agency-specific privacy, IT, and cyber supply chain requirements. | HPCD1 | HPCD1 | High Power Charger Dispenser | 200 to 950 Max DC Voltage, Measures 22"W x 15"D x 97'H (600 lbs.), Requires HPCT Power Cabinet, Payment types: CC, RFID (OCPP Network Enabled), SAE Combo CCS1 and CHAdeMO, Level 3 DC Fast Chargers bypass slower on-board chargers providing DC power directly to the battery, greatly increasing the charging speed. DC fast charging is essential for high mileage/long-distance driving and fleets. The quick turnaround enables drivers to recharge quickly versus many hours from an AC Level 2 charger. | EA | 49254.51 | 46791.78 | 5% | Over 100 / 5% | 45-120 | Dual Port | Commercial | 100kW | 480VAC 3-phase at 132A | >92% | 2 | Dual CCS1; Single CHADEMO; Single CCS1 |  | mobile app (credit card reader is optional and priced separately) | Yes | Livingston Charge Port Network. | Yes | Yes, and Swapping to a different network is completely supported and easily accomplished | No | Ground | ETL listed for USA and Canada; complies with UL 2202, UL 2231, UL50E, NEC Article 625, CSA STD C22.2 No. 107.1, FCC Part 15 Class A | 2 year parts-only warranty | RFID, mobile app (credit card reader is optional and priced separately) | Not currently, but in development
47QMCA22A0009 | GLOBAL ENTERPRISE, INC. | Livingston Energy Group | No - Product is undergoing FedRAMP review and will not be available for ordering through the BPAs until this process is complete and the platform this product operates on receives an ATO designation or it has been determined does not require one. Purchase this product today through GSA Advantage, but agencies will need to evaluate each product at the agency level to ensure it meets all agency-specific privacy, IT, and cyber supply chain requirements. | HPCT-150-480-2 | HPCT-150-480-2 | Modular High Power Charging System | High Power Tower - 350 kW (two 200kW power cabinets, connected in parallel to add up power output from both units) 8 (4 from each power cabinet). Level 3 DC Fast Chargers bypass slower on-board chargers providing DC power directly to the battery, greatly increasing the charging speed. DC fast charging is essential for high mileage/long distance driving and fleets. The quick turnaround enables drivers to recharge quickly versus many hours from an AC Level 2 charger. | EA | 50939.14 | 48392.18 | 5% | Over 100 / 5% | 45-120 | Dual Port | Commercial | 150kW | 480VAC 3-phase at 238A | >92% | 2 | Dual CCS1; Single CHADEMO; Single CCS1 |  | mobile app (credit card reader is optional and priced separately) | Yes | Livingston Charge Port Network. | Yes | Yes, and Swapping to a different network is completely supported and easily accomplished | No | Ground | ETL listed for USA and Canada; complies with UL 2202, UL 2231, UL50E, NEC Article 625, CSA STD C22.2 No. 107.1, FCC Part 15 Class A | 2 year parts-only warranty | RFID, mobile app (credit card reader is optional and priced separately) | Not currently, but in development
47QMCA22A000X | SIEMENS INDUSTRY, INC. | SIEMENS | No - Product is undergoing FedRAMP review and will not be available for ordering through the BPAs until this process is complete and the platform this product operates on receives an ATO designation or it has been determined does not require one. Purchase this product today through GSA Advantage, but agencies will need to evaluate each product at the agency level to ensure it meets all agency-specific privacy, IT, and cyber supply chain requirements. | US2:VSCULT50SAG | N/A | L3 Ultra50 DC Fast Charger -50kW with 3 | L3 Ultra50 DC Fast Charger -50kW with 3 year warranty, RFID, Cellular ready (needs cell plan by customer) and optional credit card reader. Comes with 3 year warranty. | EA | 25414.35 | 25414.35 | 0% | 1-49 Units: 0% 50+ Units: 3% 100+ Units: 7% | 126 | CHadeMO and CCS (Type 1 or 2) | Commercial | 50 | 100A, 3 phase | >94% | 2 | CHadeMO and CCS (Type 1 or 2) | 12ft | RFID, credit card or QR code | Yes | Open standard OCPP network | Yes | Yes | No | Pedestal | CE, UL, CHAdeMO, RCM, FCC, IC UL2202 | The warranty (parts and labor) period will be 36 months from date of shipment. | RFID, Credit Card (Payter) and QR code for scanning | No but working on it
47QMCA22A000X | SIEMENS INDUSTRY, INC. | SIEMENS | No - Product is undergoing FedRAMP review and will not be available for ordering through the BPAs until this process is complete and the platform this product operates on receives an ATO designation or it has been determined does not require one. Purchase this product today through GSA Advantage, but agencies will need to evaluate each product at the agency level to ensure it meets all agency-specific privacy, IT, and cyber supply chain requirements. | US2:VSCULT175SAG | N/A | Ultra175 DC Fast Charger 1 of 2, User Un | Ultra175 DC Fast Charger 1 of 2, User Unit and Power Control cabinet- with 3 year warranty, RFID, Cellular ready (needs cell plan by customer) and supports optional credit card reader. Requires Power Control Cabinet. This unit ships in three boxes. | EA | 89353.7 | 89353.7 | 0% | 1-49 Units: 0% 50+ Units: 3% 100+ Units: 7% | 126 | CCS1 or CCS1 and CHAdeMO | Commercial | 175 | 225A, 3 phase | >96% at full load | 2 | CCS1 or CCS1 and CHAdeMO | 13.5ft, 4.1m | RFID, credit card or QR code | Yes | Open standard OCPP network | Yes | Yes | No | Pedestal | UL NRTL certification, UL2202, ISO 15118 (DIN 70121) FCC Class A | The warranty (parts and labor) period will be 36 months from date of shipment. | RFID, Credit Card (Payter) and QR code for scanning | No but working on it
47QMCA22A000Y | VERDEK, LLC | ABB E-mobility Inc. | No - Product is undergoing FedRAMP review and will not be available for ordering through the BPAs until this process is complete and the platform this product operates on receives an ATO designation or it has been determined does not require one. Purchase this product today through GSA Advantage, but agencies will need to evaluate each product at the agency level to ensure it meets all agency-specific privacy, IT, and cyber supply chain requirements. | AGC102241 | AGC102241 | 120KW CCS/CCS | The Terra 124 CJ is a 120 kW DC fast charger rated up to 920 VDC with 2 20 ft 200 amp CCS-1 cable | EA | 68421.73 | 65000.64 | 5% | N/A | Commercial | Commercial | Commercial | 120 | 480V | 95+ | 2 | CCS | 20 | RFID,Mobile App, Contactless Credit card, Apple Pay Google Pay | Yes | EV Connect | Yes | Yes | No | Pedestal | UL | 2 ys parts only | RFID,Mobile App, Contactless Credit card, Apple Pay Google Pay | Just Voyager
47QMCA22A000Y | VERDEK, LLC | ABB E-mobility Inc. | No - Product is undergoing FedRAMP review and will not be available for ordering through the BPAs until this process is complete and the platform this product operates on receives an ATO designation or it has been determined does not require one. Purchase this product today through GSA Advantage, but agencies will need to evaluate each product at the agency level to ensure it meets all agency-specific privacy, IT, and cyber supply chain requirements. | 6AGC102238 | 6AGC102238 | 120KW CCS/CHAdeMO | The Terra 124 CJ is a 120 kW DC fast charger rated up to 920 VDC with a 20 ft 200 amp CCS-1 cable | EA | 70413.82 | 66893.12 | 5% | N/A | Commercial | Commercial | Commercial | 120 | 480V | 95+ | 2 | CCS & CHAdeMO combo | 20 | RFID,Mobile App, Contactless Credit card, Apple Pay Google Pay | Yes | EV Connect | Yes | Yes | No | Pedestal | UL | 2 ys parts only | RFID,Mobile App, Contactless Credit card, Apple Pay Google Pay | Just Voyager
47QMCA22A000Y | VERDEK, LLC | ABB E-mobility Inc. | No - Product is undergoing FedRAMP review and will not be available for ordering through the BPAs until this process is complete and the platform this product operates on receives an ATO designation or it has been determined does not require one. Purchase this product today through GSA Advantage, but agencies will need to evaluate each product at the agency level to ensure it meets all agency-specific privacy, IT, and cyber supply chain requirements. | 6AGC102237 | 6AGC102237 | 120KW CCS/CHAdeMO | The Terra 124 CJ is a 120 kW DC fast charger rated up to 920 VDC with a 20 ft 200 amp CCS-1 cable | EA | 85540.6 | 81263.57 | 5% | N/A | Commercial | Commercial | Commercial | 120 | 480V | 95+ | 2 | CCS & CHAdeMO combo | 20 | RFID,Mobile App, Contactless Credit card, Apple Pay Google Pay | Yes | EV Connect | Yes | Yes | No | Pedestal | UL | 2 ys parts only | RFID,Mobile App, Contactless Credit card, Apple Pay Google Pay | Just Voyager
47QMCA22A000Y | VERDEK, LLC | ABB E-mobility Inc. | No - Product is undergoing FedRAMP review and will not be available for ordering through the BPAs until this process is complete and the platform this product operates on receives an ATO designation or it has been determined does not require one. Purchase this product today through GSA Advantage, but agencies will need to evaluate each product at the agency level to ensure it meets all agency-specific privacy, IT, and cyber supply chain requirements. | 6AGC102229 | 6AGC102229 | 180KW CCS | The Terra 184 C is a 180 kW DC fast charger rated up to 920 VDC with 1x 20 foot 200 amp CCS-1 cable connector | EA | 79967.37 | 75969 | 5% | N/A | Commercial | Commercial | Commercial | 180 | 480V | 95+ | 2 | CCS | 20 | RFID,Mobile App, Contactless Credit card, Apple Pay Google Pay | Yes | EV Connect | Yes | Yes | No | Pedestal | UL | 2 ys parts only | RFID,Mobile App, Contactless Credit card, Apple Pay Google Pay | Just Voyager
47QMCA22A000Y | VERDEK, LLC | ABB E-mobility Inc. | No - Product is undergoing FedRAMP review and will not be available for ordering through the BPAs until this process is complete and the platform this product operates on receives an ATO designation or it has been determined does not require one. Purchase this product today through GSA Advantage, but agencies will need to evaluate each product at the agency level to ensure it meets all agency-specific privacy, IT, and cyber supply chain requirements. | 6AGC102240 | 6AGC102240 | 180KW CCS/CCS | The Terra 184 CC is a 180 kW DC fast charger rated up to 920 VDC with 2x 20 ft 200 amp CCS-1 cable connectors in dual outlet configuration, and can charge 2 cars simultaneously up to 90 kW each | EA | 83550.44 | 79372.91 | 5% | N/A | Commercial | Commercial | Commercial | 180 | 480V | 95+ | 2 | CCS | 20 | RFID,Mobile App, Contactless Credit card, Apple Pay Google Pay | Yes | EV Connect | Yes | Yes | No | Pedestal | UL | 2 ys parts only | RFID,Mobile App, Contactless Credit card, Apple Pay Google Pay | Just Voyager
47QMCA22A000Y | VERDEK, LLC | ABB E-mobility Inc. | No - Product is undergoing FedRAMP review and will not be available for ordering through the BPAs until this process is complete and the platform this product operates on receives an ATO designation or it has been determined does not require one. Purchase this product today through GSA Advantage, but agencies will need to evaluate each product at the agency level to ensure it meets all agency-specific privacy, IT, and cyber supply chain requirements. | 6AGC102237 | 6AGC102237 | 180KW CCS/CHAdeMO | The Terra 184 CC is a 180 kW DC fast charger rated up to 920 VDC with 2x 20 ft 200 amp CCS-1 cable connectors in dual outlet configuration, and can charge 2 cars simultaneously up to 90 kW each | EA | 85540.6 | 81263.57 | 5% | N/A | Commercial | Commercial | Commercial | 180 | 480V | 95+ | 2 | CCS & CHAdeMO combo | 20 | RFID,Mobile App, Contactless Credit card, Apple Pay Google Pay | Yes | EV Connect | Yes | Yes | No | Pedestal | UL | 2 ys parts only | RFID,Mobile App, Contactless Credit card, Apple Pay Google Pay | Just Voyager
47QMCA22A000Y | VERDEK, LLC | ABB E-mobility Inc. | No - Product is undergoing FedRAMP review and will not be available for ordering through the BPAs until this process is complete and the platform this product operates on receives an ATO designation or it has been determined does not require one. Purchase this product today through GSA Advantage, but agencies will need to evaluate each product at the agency level to ensure it meets all agency-specific privacy, IT, and cyber supply chain requirements. | 6AGC102239 | 6AGC102239 | 90KW Dual CCS | The Terra 94 CC is a 90 kW DC fast charger rated up to 920 VDC with 2x 20 ft 200 amp CCS-1 cable connectors | EA | 61257.53 | 58194.65 | 5% | N/A | Commercial | Commercial | Commercial | 90 | 480V | 95+ | 2 | CCS | 20 | RFID,Mobile App, Contactless Credit card, Apple Pay Google Pay | Yes | EV Connect | Yes | Yes | No | Pedestal | UL | 2 ys parts only | RFID,Mobile App, Contactless Credit card, Apple Pay Google Pay | Just Voyager
47QMCA22A000Y | VERDEK, LLC | ABB E-mobility Inc. | No - Product is undergoing FedRAMP review and will not be available for ordering through the BPAs until this process is complete and the platform this product operates on receives an ATO designation or it has been determined does not require one. Purchase this product today through GSA Advantage, but agencies will need to evaluate each product at the agency level to ensure it meets all agency-specific privacy, IT, and cyber supply chain requirements. | 6AGC102236 | 6AGC102236 | 90KW Dual CCS/CHAdeMO | The Terra 94 CC is a 90 kW DC fast charger rated up to 920 VDC with 2x 20 ft 200 amp CCS-1 /CHAdeMO cable connectors | EA | 63249.61 | 60087.13 | 5% | N/A | Commercial | Commercial | Commercial | 90 | 480V | 95+ | 2 | CCS & CHAdeMO combo | 20 | RFID,Mobile App, Contactless Credit card, Apple Pay Google Pay | Yes | EV Connect | Yes | Yes | No | Pedestal | UL | 2 ys parts only | RFID,Mobile App, Contactless Credit card, Apple Pay Google Pay | Just Voyager
47QMCA22A000Y | VERDEK, LLC | ABB E-mobility Inc. | No - Product is undergoing FedRAMP review and will not be available for ordering through the BPAs until this process is complete and the platform this product operates on receives an ATO designation or it has been determined does not require one. Purchase this product today through GSA Advantage, but agencies will need to evaluate each product at the agency level to ensure it meets all agency-specific privacy, IT, and cyber supply chain requirements. | 6AGC079381 | 6AGC079381 | DCWB22 C SP | This 22.5 kW model with a 208/240 V single phase input and rated up to 920 VDC output features a single CCS, RFID, LED display | EA | 15238.69 | 14476.76 | 5% | N/A | Commercial | Commercial | Commercial | 22 | 480V | 95+ | 1 | CCS | 23 | RFID,Mobile App, Contactless Credit card, Apple Pay Google Pay | Yes | EV Connect | Yes | Yes | No | Pedestal | UL | 2 ys parts only | RFID,Mobile App, Contactless Credit card, Apple Pay Google Pay | Just Voyager
47QMCA22A000Y | VERDEK, LLC | ABB E-mobility Inc. | No - Product is undergoing FedRAMP review and will not be available for ordering through the BPAs until this process is complete and the platform this product operates on receives an ATO designation or it has been determined does not require one. Purchase this product today through GSA Advantage, but agencies will need to evaluate each product at the agency level to ensure it meets all agency-specific privacy, IT, and cyber supply chain requirements. | 6AGC079379 | 6AGC079379 | DCWB22 CJ SP | This 22.5 kW model with a 208/240 V single phase input and rated up to 920 VDC output features dual CCS, RFID, LED display | EA | 18687.18 | 17752.82 | 5% | N/A | Commercial | Commercial | Commercial | 22 | 480V | 95+ | 2 | CCS & CHAdeMO combo | 23 | RFID,Mobile App, Contactless Credit card, Apple Pay Google Pay | Yes | EV Connect | Yes | Yes | No | Pedestal | UL | 2 ys parts only | RFID,Mobile App, Contactless Credit card, Apple Pay Google Pay | Just Voyager
47QMCA22A000Y | VERDEK, LLC | ABB E-mobility Inc. | No - Product is undergoing FedRAMP review and will not be available for ordering through the BPAs until this process is complete and the platform this product operates on receives an ATO designation or it has been determined does not require one. Purchase this product today through GSA Advantage, but agencies will need to evaluate each product at the agency level to ensure it meets all agency-specific privacy, IT, and cyber supply chain requirements. | 6AGC081364 | 6AGC081364 | DCWB24 C 3P | This 24 kW model with a 208/240 V single phase input and rated up to 920 VDC output features a single CCS, RFID, LED display | EA | 15699.94 | 14914.94 | 5% | N/A | Commercial | Commercial | Commercial | 24 | 480V | 95+ | 2 | CCS | 23 | RFID,Mobile App, Contactless Credit card, Apple Pay Google Pay | Yes | EV Connect | Yes | Yes | No | Pedestal | UL | 2 ys parts only | RFID,Mobile App, Contactless Credit card, Apple Pay Google Pay | Just Voyager
47QMCA22A000Y | VERDEK, LLC | ABB E-mobility Inc. | No - Product is undergoing FedRAMP review and will not be available for ordering through the BPAs until this process is complete and the platform this product operates on receives an ATO designation or it has been determined does not require one. Purchase this product today through GSA Advantage, but agencies will need to evaluate each product at the agency level to ensure it meets all agency-specific privacy, IT, and cyber supply chain requirements. | 6AGC081362 | 6AGC081362 | DCWB24 CJ 3P | This 24 kW model with a 208/240 V single phase input and rated up to 920 VDC output features dual CCS, RFID, LED display | EA | 18540.13 | 17613.12 | 5% | N/A | Commercial | Commercial | Commercial | 24 | 480V | 95+ | 2 | CCS & CHAdeMO combo | 23 | RFID,Mobile App, Contactless Credit card, Apple Pay Google Pay | Yes | EV Connect | Yes | Yes | No | Pedestal | UL | 2 ys parts only | RFID,Mobile App, Contactless Credit card, Apple Pay Google Pay | Just Voyager
47QMCA22A000Y | VERDEK, LLC | ABB E-mobility Inc. | No - Product is undergoing FedRAMP review and will not be available for ordering through the BPAs until this process is complete and the platform this product operates on receives an ATO designation or it has been determined does not require one. Purchase this product today through GSA Advantage, but agencies will need to evaluate each product at the agency level to ensure it meets all agency-specific privacy, IT, and cyber supply chain requirements. | (1) 6AGC070558 (1) 6AGC076522 | (1) 6AGC070558 (1) 6AGC076522 | HVC-150 - 150 kW 1 charger | HVC-150 - 150 kW DC Fast Charger rated up to 850 VDC, One 150 kW Power Cabinet and (1) Depot Charge Box with 23 foot CCS-1 cable, cellular modem, 2 year warranty | EA | 83141.51 | 78984.44 | 5% | N/A | Commercial | Commercial | Commercial | 150 | 480V | 95+ | 2 | CCS | 12 | RFID,Mobile App, Contactless Credit card, Apple Pay Google Pay | Yes | EV Connect | Yes | Yes | No | Pedestal | UL | 2 ys parts only | RFID,Mobile App, Contactless Credit card, Apple Pay Google Pay | Just Voyager
47QMCA22A000Y | VERDEK, LLC | ABB E-mobility Inc. | No - Product is undergoing FedRAMP review and will not be available for ordering through the BPAs until this process is complete and the platform this product operates on receives an ATO designation or it has been determined does not require one. Purchase this product today through GSA Advantage, but agencies will need to evaluate each product at the agency level to ensure it meets all agency-specific privacy, IT, and cyber supply chain requirements. | (1) 6AGC070558 (2) 6AGC076522 (1) 6AGC069251 | (1) 6AGC070558 (2) 6AGC076522 (1) 6AGC069251 | HVC-150 - 150 kW 2 charger | HVC-150 - 150 kW DC Fast Charger rated up to 850 VDC, One 150 kW Power Cabinet and (2) Depot Charge | EA | 86272.99 | 81959.34 | 5% | N/A | Commercial | Commercial | Commercial | 150 | 480V | 95+ | 2 | CCS | 12 | RFID,Mobile App, Contactless Credit card, Apple Pay Google Pay | Yes | EV Connect | Yes | Yes | No | Pedestal | UL | 2 ys parts only | RFID,Mobile App, Contactless Credit card, Apple Pay Google Pay | Just Voyager
47QMCA22A000Y | VERDEK, LLC | ABB E-mobility Inc. | No - Product is undergoing FedRAMP review and will not be available for ordering through the BPAs until this process is complete and the platform this product operates on receives an ATO designation or it has been determined does not require one. Purchase this product today through GSA Advantage, but agencies will need to evaluate each product at the agency level to ensure it meets all agency-specific privacy, IT, and cyber supply chain requirements. | (1) 6AGC070558 (3) 6AGC076522 (1) 6AGC069251 | (1) 6AGC070558 (3) 6AGC076522 (1) 6AGC069251 | HVC-150 - 150 kW 3 charger | HVC-150 - 150 kW DC Fast Charger rated up to 850 VDC, One 150 kW Power Cabinet and (3) Depot Charge | EA | 95219.71 | 90458.72 | 5% | N/A | Commercial | Commercial | Commercial | 150 | 480V | 95+ | 2 | CCS | 13 | RFID,Mobile App, Contactless Credit card, Apple Pay Google Pay | Yes | EV Connect | Yes | Yes | No | Pedestal | UL | 2 ys parts only | RFID,Mobile App, Contactless Credit card, Apple Pay Google Pay | Just Voyager
47QMCA22A000Y | VERDEK, LLC | ABB E-mobility Inc. | No - Product is undergoing FedRAMP review and will not be available for ordering through the BPAs until this process is complete and the platform this product operates on receives an ATO designation or it has been determined does not require one. Purchase this product today through GSA Advantage, but agencies will need to evaluate each product at the agency level to ensure it meets all agency-specific privacy, IT, and cyber supply chain requirements. | T54HV CJ | T54HV CJ | Terra 54 50KW Cr | ABB’s Terra 54HV CJ DC fast charger has been designed to support 50 kW continuous charging for vehicles with battery voltages requiring up to 920 VDC with with one 20 foot long CCS1 charging cable and one 20 foot long CHAdeMO charging cable | EA | 27899.17 | 26504.21 | 5% | N/A | Commercial | Commercial | Commercial | 50 | 480V | 95+ | 2 | CCS & CHAdeMO combo | 20 | RFID,Mobile App, Contactless Credit card, Apple Pay Google Pay | Yes | EV Connect | Yes | Yes | No | Pedestal | UL | 2 ys parts only | RFID,Mobile App, Contactless Credit card, Apple Pay Google Pay | Just Voyager
47QMCA22A000Y | VERDEK, LLC | ABB E-mobility Inc. | No - Product is undergoing FedRAMP review and will not be available for ordering through the BPAs until this process is complete and the platform this product operates on receives an ATO designation or it has been determined does not require one. Purchase this product today through GSA Advantage, but agencies will need to evaluate each product at the agency level to ensure it meets all agency-specific privacy, IT, and cyber supply chain requirements. | T54HV C | T54HV C | Terra 54 50KW Single | ABB’s Terra 54HV C DC fast charger has been designed to support 50 kW continuous charging for vehicles with battery voltages requiring up to 920 VDC with one 20 foot long CCS1 charging cable | EA | 36999.26 | 35149.3 | 5% | N/A | Commercial | Commercial | Commercial | 50 | 480V | 95+ | 1 | CCS | 20 | RFID,Mobile App, Contactless Credit card, Apple Pay Google Pay | Yes | EV Connect | Yes | Yes | No | Pedestal | UL | 2 ys parts only | RFID,Mobile App, Contactless Credit card, Apple Pay Google Pay | Just Voyager
47QMCA22A000Y | VERDEK, LLC | ABB E-mobility Inc. | No - Product is undergoing FedRAMP review and will not be available for ordering through the BPAs until this process is complete and the platform this product operates on receives an ATO designation or it has been determined does not require one. Purchase this product today through GSA Advantage, but agencies will need to evaluate each product at the agency level to ensure it meets all agency-specific privacy, IT, and cyber supply chain requirements. | 6AGC101329 | 6AGC101329 | Terra HP Gen 3 Charge Post | Terra HP Gen 3 Charge Post, 500 A CCS1 and 200 A CHAdeMO | EA | 35834.8 | 34043.06 | 5% | N/A | Commercial | Commercial | Commercial | 175 | 480V | 95+ | 2 | dispenser ccs/CHA | 17 | RFID,Mobile App, Contactless Credit card, Apple Pay Google Pay | Yes | EV Connect | Yes | Yes | No | Pedestal | UL | 2 ys parts only | RFID,Mobile App, Contactless Credit card, Apple Pay Google Pay | Just Voyager
47QMCA22A000Y | VERDEK, LLC | ABB E-mobility Inc. | No - Product is undergoing FedRAMP review and will not be available for ordering through the BPAs until this process is complete and the platform this product operates on receives an ATO designation or it has been determined does not require one. Purchase this product today through GSA Advantage, but agencies will need to evaluate each product at the agency level to ensure it meets all agency-specific privacy, IT, and cyber supply chain requirements. | 6AGC101327 | 6AGC101327 | Terra HP Gen 3 Charge Post, 1 CCS | Terra HP Gen 3 Charge Post, 500 A CCS1, 5.3 m cable with retraction system | EA | 40397.55 | 38377.67 | 5% | N/A | Commercial | Commercial | Commercial | 175 | 480V | 95+ | 2 | dispenser ccs/CHA | 17 | RFID,Mobile App, Contactless Credit card, Apple Pay Google Pay | Yes | EV Connect | Yes | Yes | No | Pedestal | UL | 2 ys parts only | RFID,Mobile App, Contactless Credit card, Apple Pay Google Pay | Just Voyager
47QMCA22A000Y | VERDEK, LLC | ABB E-mobility Inc. | No - Product is undergoing FedRAMP review and will not be available for ordering through the BPAs until this process is complete and the platform this product operates on receives an ATO designation or it has been determined does not require one. Purchase this product today through GSA Advantage, but agencies will need to evaluate each product at the agency level to ensure it meets all agency-specific privacy, IT, and cyber supply chain requirements. | 6AGC067631 | 6AGC067631 | Terra HP Power Cabinet | Terra HP Power Cabinet, 175 kWp and 375 A output, 480 VAC 60 Hz input. | EA | 66908.62 | 63563.19 | 5% | N/A | Commercial | Commercial | Commercial | 175 | 480V | 95+ | 2 | power cabinet | N/A | N/A | Yes | EV Connect | Yes | Yes | No | Pedestal | UL | 2 ys parts only | RFID,Mobile App, Contactless Credit card, Apple Pay Google Pay | Just Voyager
47QMCA22A000Y | VERDEK, LLC | ABB E-mobility Inc. | No - Product is undergoing FedRAMP review and will not be available for ordering through the BPAs until this process is complete and the platform this product operates on receives an ATO designation or it has been determined does not require one. Purchase this product today through GSA Advantage, but agencies will need to evaluate each product at the agency level to ensure it meets all agency-specific privacy, IT, and cyber supply chain requirements. | 6AGC067632 | 6AGC067632 | Terra HP Power Cabinet with Dynamic Power Sharing | Terra HP Power Cabinet with Dynamic DC power sharing, 175 kWp and 375 A output, 480 VAC 60 Hz input. cTUVus certified. 2 year warranty is included. | EA | 56557.04 | 53729.19 | 5% | N/A | Commercial | Commercial | Commercial | 175 | 480V | 95+ | 2 | power cabinet | N/A | N/A | Yes | EV Connect | Yes | Yes | No | Pedestal | UL | 2 ys parts only | RFID,Mobile App, Contactless Credit card, Apple Pay Google Pay | Just Voyager
47QMCA22A000Y | VERDEK, LLC | ChargePoint | No - Product is undergoing FedRAMP review and will not be available for ordering through the BPAs until this process is complete and the platform this product operates on receives an ATO designation or it has been determined does not require one. Purchase this product today through GSA Advantage, but agencies will need to evaluate each product at the agency level to ensure it meets all agency-specific privacy, IT, and cyber supply chain requirements. | CPE250C-625-CCS1-CHD | CPE250C-625-CCS1-CHD | 62.5 KW | ChargePoint Express 250 Station (62.5 kW) | EA | 39958.19 | 39159.02 | 2% | N/A | Commercial | Commercial | Commercial | 62.5 | 480V | 95+ | 2 | CCS & CHAdeMO combo | 14 | RFID,Mobile App, Contactless Credit card, Apple Pay Google Pay | Yes | Chargepoint | Yes | Yes | No | Pedestal | UL | 1 ys parts only | RFID,Mobile App, Contactless Credit card, Apple Pay Google Pay | Yes - both
47QMCA22A000Y | VERDEK, LLC | ChargePoint | No - Product is undergoing FedRAMP review and will not be available for ordering through the BPAs until this process is complete and the platform this product operates on receives an ATO designation or it has been determined does not require one. Purchase this product today through GSA Advantage, but agencies will need to evaluate each product at the agency level to ensure it meets all agency-specific privacy, IT, and cyber supply chain requirements. | CPE250C-625-CCS1-200A-CHD | CPE250C-625-CCS1-200A-CHD | 62.5KW | ChargePoint Express 250 Station (62.5 kW) | EA | 39958.19 | 39159.02 | 2% | N/A | Commercial | Commercial | Commercial | 62.5 | 480V | 95+ | 2 | CCS & CHAdeMO combo | 14 | RFID,Mobile App, Contactless Credit card, Apple Pay Google Pay | Yes | Chargepoint | Yes | Yes | No | Pedestal | UL | 1 ys parts only | RFID,Mobile App, Contactless Credit card, Apple Pay Google Pay | Yes - both
47QMCA22A000Y | VERDEK, LLC | ChargePoint | No - Product is undergoing FedRAMP review and will not be available for ordering through the BPAs until this process is complete and the platform this product operates on receives an ATO designation or it has been determined does not require one. Purchase this product today through GSA Advantage, but agencies will need to evaluate each product at the agency level to ensure it meets all agency-specific privacy, IT, and cyber supply chain requirements. | CPE250C-625-CCS1-200A-CHD-FTA | CPE250C-625-CCS1-200A-CHD-FTA | 62.5KW Buy America | BUY AMERICA FTA compliant. ChargePoint Express 250 Station (62.5 kW) | EA | 47447.36 | 46498.41 | 2% | N/A | Commercial | Commercial | Commercial | 62.5 | 480V | 95+ | 2 | CCS & CHAdeMO combo | 14 | RFID,Mobile App, Contactless Credit card, Apple Pay Google Pay | Yes | Chargepoint | Yes | Yes | No | Pedestal | UL | 1 ys parts only | RFID,Mobile App, Contactless Credit card, Apple Pay Google Pay | Yes - both
47QMCA22A000Y | VERDEK, LLC | ChargePoint | No - Product is undergoing FedRAMP review and will not be available for ordering through the BPAs until this process is complete and the platform this product operates on receives an ATO designation or it has been determined does not require one. Purchase this product today through GSA Advantage, but agencies will need to evaluate each product at the agency level to ensure it meets all agency-specific privacy, IT, and cyber supply chain requirements. | CPE250C-625-CCS1-200A-FTA | CPE250C-625-CCS1-200A-FTA | 62.5KW Buy America | BUY AMERICA FTA compliant. ChargePoint Express 250 Station (62.5 kW) | EA | 47447.36 | 46498.41 | 2% | N/A | Commercial | Commercial | Commercial | 62.5 | 480V | 95+ | 2 | CCS & CHAdeMO combo | 14 | RFID,Mobile App, Contactless Credit card, Apple Pay Google Pay | Yes | Chargepoint | Yes | Yes | No | Pedestal | UL | 1 ys parts only | RFID,Mobile App, Contactless Credit card, Apple Pay Google Pay | Yes - both
47QMCA22A000Y | VERDEK, LLC | ChargePoint | No - Product is undergoing FedRAMP review and will not be available for ordering through the BPAs until this process is complete and the platform this product operates on receives an ATO designation or it has been determined does not require one. Purchase this product today through GSA Advantage, but agencies will need to evaluate each product at the agency level to ensure it meets all agency-specific privacy, IT, and cyber supply chain requirements. | CPE250C-625-CCS1-200A-CHD-FHWA | CPE250C-625-CCS1-200A-CHD-FHWA | 62.5KW Buy America | BUY AMERICA FHWA compliant. ChargePoint Express 250 Station (62.5 kW) | EA | 48481.11 | 47511.49 | 2% | N/A | Commercial | Commercial | Commercial | 62.5 | 480V | 95+ | 2 | CCS & CHAdeMO combo | 14 | RFID,Mobile App, Contactless Credit card, Apple Pay Google Pay | Yes | Chargepoint | Yes | Yes | No | Pedestal | UL | 1 ys parts only | RFID,Mobile App, Contactless Credit card, Apple Pay Google Pay | Yes - both
47QMCA22A000Y | VERDEK, LLC | ChargePoint | No - Product is undergoing FedRAMP review and will not be available for ordering through the BPAs until this process is complete and the platform this product operates on receives an ATO designation or it has been determined does not require one. Purchase this product today through GSA Advantage, but agencies will need to evaluate each product at the agency level to ensure it meets all agency-specific privacy, IT, and cyber supply chain requirements. | CPE250C-625-CCS1-200A-FHWA | CPE250C-625-CCS1-200A-FHWA | 62.5KW Buy America | BUY AMERICA FHWA compliant. ChargePoint Express 250 Station (62.5 kW) | EA | 48481.11 | 47511.49 | 2% | N/A | Commercial | Commercial | Commercial | 62.5 | 480V | 95+ | 2 | CCS & CHAdeMO combo | 14 | RFID,Mobile App, Contactless Credit card, Apple Pay Google Pay | Yes | Chargepoint | Yes | Yes | No | Pedestal | UL | 1 ys parts only | RFID,Mobile App, Contactless Credit card, Apple Pay Google Pay | Yes - both
47QMCA22A000Y | VERDEK, LLC | ChargePoint | No - Product is undergoing FedRAMP review and will not be available for ordering through the BPAs until this process is complete and the platform this product operates on receives an ATO designation or it has been determined does not require one. Purchase this product today through GSA Advantage, but agencies will need to evaluate each product at the agency level to ensure it meets all agency-specific privacy, IT, and cyber supply chain requirements. | CPE250C-625-CCS1-CHD | N/A | CPE250C-625-CCS1-200A-CHD | CHARGEPOINT 62.4KW DUAL DC CHARGER WITH COMBO AND CHADEMO CONNECTORS | EA | 34267 | 33581.66 | 2% | N/A | Commercial | Commercial | Commercial | 62.5 | 480V | 95+ | 2 | CCS & CHAdeMO combo | 14 | RFID,Mobile App, Contactless Credit card, Apple Pay Google Pay | Yes | Chargepoint | Yes | Yes | No | Pedestal | UL | 1 ys parts only | RFID,Mobile App, Contactless Credit card, Apple Pay Google Pay | Yes - both
47QMCA22A000Y | VERDEK, LLC | ChargePoint | No - Product is undergoing FedRAMP review and will not be available for ordering through the BPAs until this process is complete and the platform this product operates on receives an ATO designation or it has been determined does not require one. Purchase this product today through GSA Advantage, but agencies will need to evaluate each product at the agency level to ensure it meets all agency-specific privacy, IT, and cyber supply chain requirements. | EXPP-PL1011A-5A1S1 | EXPP-PL1011A-5A1S1 | Dispenser | Express Plus Power Link PL1000 series, North America, 1x CCS1 350A 4.5m cable, 1 Holster, 2.4m Cable management kit, Pedestal, 200mm (8") Touch Display, Camera, ChargePoint signage, Contactless credit card and RFID reader, Cellular/Wi-Fi, UL listed, 1 year warranty. Requires at least one Power Block with Power Modules | EA | 19715.21 | 19518.06 | 1% | N/A | Commercial | Commercial | Commercial | 40-200 | 480V | 95+ | 1 | CCS | 14 | RFID,Mobile App, Contactless Credit card, Apple Pay Google Pay | Yes | Chargepoint | Yes | Yes | No | Pedestal | UL | 1 ys parts only | RFID,Mobile App, Contactless Credit card, Apple Pay Google Pay | Yes - both
47QMCA22A000Y | VERDEK, LLC | ChargePoint | No - Product is undergoing FedRAMP review and will not be available for ordering through the BPAs until this process is complete and the platform this product operates on receives an ATO designation or it has been determined does not require one. Purchase this product today through GSA Advantage, but agencies will need to evaluate each product at the agency level to ensure it meets all agency-specific privacy, IT, and cyber supply chain requirements. | EXPP-PL1011A-5A1S1-FHWA | EXPP-PL1011A-5A1S1-FHWA | Dispenser | BUY AMERICA FHWA compliant. Express Plus Power Link PL1000 series, North America, 1x CCS1 350A 4.5m cable, 1 Holster, 2.4m Cable management kit, Pedestal, 200mm (8") Touch Display, ChargePoint signage, Contactless credit card and RFID reader, Cellular/Wi-Fi, UL listed, 1 year warranty. Requires at least one Power Block with Power Modules | EA | 21760.05 | 21542.45 | 1% | N/A | Commercial | Commercial | Commercial | 40-200 | 480V | 95+ | 1 | CCS | 14 | RFID,Mobile App, Contactless Credit card, Apple Pay Google Pay | Yes | Chargepoint | Yes | Yes | No | Pedestal | UL | 1 ys parts only | RFID,Mobile App, Contactless Credit card, Apple Pay Google Pay | Yes - both
47QMCA22A000Y | VERDEK, LLC | ChargePoint | No - Product is undergoing FedRAMP review and will not be available for ordering through the BPAs until this process is complete and the platform this product operates on receives an ATO designation or it has been determined does not require one. Purchase this product today through GSA Advantage, but agencies will need to evaluate each product at the agency level to ensure it meets all agency-specific privacy, IT, and cyber supply chain requirements. | EXPP-PL1011A-5A1S1-MS | EXPP-PL1011A-5A1S1-MS | Dispenser | Express Plus Power Link PL1000 series, North America, 1x CCS1 350A 4.5m cable, 1 Holster, 2.4m Cable management kit, Pedestal, 200mm (8") Touch Display, ChargePoint signage, Contactless credit card and RFID reader, Cellular/Wi-Fi, UL listed, Maintenance switch, 1 year warranty. Requires at least one Power Block with Power Modules | EA | 22408.41 | 22184.33 | 1% | N/A | Commercial | Commercial | Commercial | 40-200 | 480V | 95+ | 1 | CCS | 14 | RFID,Mobile App, Contactless Credit card, Apple Pay Google Pay | Yes | Chargepoint | Yes | Yes | No | Pedestal | UL | 1 ys parts only | RFID,Mobile App, Contactless Credit card, Apple Pay Google Pay | Yes - both
47QMCA22A000Y | VERDEK, LLC | ChargePoint | No - Product is undergoing FedRAMP review and will not be available for ordering through the BPAs until this process is complete and the platform this product operates on receives an ATO designation or it has been determined does not require one. Purchase this product today through GSA Advantage, but agencies will need to evaluate each product at the agency level to ensure it meets all agency-specific privacy, IT, and cyber supply chain requirements. | EXPP-PL1021A-5A1S1-2A3S1 | EXPP-PL1021A-5A1S1-2A3S1 | Dispenser | Express Plus Power Link PL1000 series, North America, 1x CCS1 350A 4.5m cable, 1x CHAdeMO 200A 4.5m cable, 2 Holsters, 2.4m Cable management kit, Pedestal, 200mm (8") Touch Display, Camera, ChargePoint signage, Contactless credit card and RFID reader, Cellular/Wi-Fi, UL listed, Single input, 1 year warranty. Requires at least one Power Block with Power Modules | EA | 23590.43 | 23354.52 | 1% | N/A | Commercial | Commercial | Commercial | 40-200 | 480V | 95+ | 2 | CCS & CHAdeMO combo | 14 | RFID,Mobile App, Contactless Credit card, Apple Pay Google Pay | Yes | Chargepoint | Yes | Yes | No | Pedestal | UL | 1 ys parts only | RFID,Mobile App, Contactless Credit card, Apple Pay Google Pay | Yes - both
47QMCA22A000Y | VERDEK, LLC | ChargePoint | No - Product is undergoing FedRAMP review and will not be available for ordering through the BPAs until this process is complete and the platform this product operates on receives an ATO designation or it has been determined does not require one. Purchase this product today through GSA Advantage, but agencies will need to evaluate each product at the agency level to ensure it meets all agency-specific privacy, IT, and cyber supply chain requirements. | EXPP-PL1011A-5A1S1-FHWA-MS | EXPP-PL1011A-5A1S1-FHWA-MS | Dispenser | BUY AMERICA FHWA compliant. Express Plus Power Link PL1000 series, North America, 1x CCS1 350A 4.5m cable, 1 Holster, 2.4m Cable management kit, Pedestal, 200mm (8") Touch Display, ChargePoint signage, Contactless credit card and RFID reader, Cellular/Wi-Fi, UL listed, Maintenance switch, 1 year warranty. Requires at least one Power Block with Power Modules | EA | 24667.71 | 24421.03 | 1% | N/A | Commercial | Commercial | Commercial | 40-200 | 480V | 95+ | 1 | CCS | 14 | RFID,Mobile App, Contactless Credit card, Apple Pay Google Pay | Yes | Chargepoint | Yes | Yes | No | Pedestal | UL | 1 ys parts only | RFID,Mobile App, Contactless Credit card, Apple Pay Google Pay | Yes - both
47QMCA22A000Y | VERDEK, LLC | ChargePoint | No - Product is undergoing FedRAMP review and will not be available for ordering through the BPAs until this process is complete and the platform this product operates on receives an ATO designation or it has been determined does not require one. Purchase this product today through GSA Advantage, but agencies will need to evaluate each product at the agency level to ensure it meets all agency-specific privacy, IT, and cyber supply chain requirements. | EXPP-PL1021A-5A1S1-2A3S1-FHWA | EXPP-PL1021A-5A1S1-2A3S1-FHWA | Dispenser | BUY AMERICA FHWA compliant. Express Plus Power Link PL1000 series, North America, 1x CCS1 350A 4.5m cable, 1x CHAdeMO 200A 4.5m cable, 2 Holsters, 2.4m Cable management kit, Pedestal, 200mm (8") Touch Display, Camera, ChargePoint signage, Contactless credit card and RFID reader, Cellular/Wi-Fi, UL listed, Single input, 1 year warranty. Requires at least one Power Block with Power Modules | EA | 25854.71 | 25596.16 | 1% | N/A | Commercial | Commercial | Commercial | 40-200 | 480V | 95+ | 2 | CCS & CHAdeMO combo | 14 | RFID,Mobile App, Contactless Credit card, Apple Pay Google Pay | Yes | Chargepoint | Yes | Yes | No | Pedestal | UL | 1 ys parts only | RFID,Mobile App, Contactless Credit card, Apple Pay Google Pay | Yes - both
47QMCA22A000Y | VERDEK, LLC | ChargePoint | No - Product is undergoing FedRAMP review and will not be available for ordering through the BPAs until this process is complete and the platform this product operates on receives an ATO designation or it has been determined does not require one. Purchase this product today through GSA Advantage, but agencies will need to evaluate each product at the agency level to ensure it meets all agency-specific privacy, IT, and cyber supply chain requirements. | EXPP-PL1021A-5A1S1-2A3S1-MS | EXPP-PL1021A-5A1S1-2A3S1-MS | Dispenser | Express Plus Power Link PL1000 series, North America, 1x CCS1 350A 4.5m cable, 1x CHAdeMO 200A 4.5m cable, 2 Holsters, 2.4m Cable management kit, Pedestal, 200mm (8") Touch Display, Camera, ChargePoint signage, Contactless credit card and RFID reader, Cellular/Wi-Fi, UL listed, Single input, Maintenance switch, 1 year warranty. Requires at least one Power Block with Power Modules | EA | 26283.63 | 26020.79 | 1% | N/A | Commercial | Commercial | Commercial | 40-200 | 480V | 95+ | 2 | CCS & CHAdeMO combo | 14 | RFID,Mobile App, Contactless Credit card, Apple Pay Google Pay | Yes | Chargepoint | Yes | Yes | No | Pedestal | UL | 1 ys parts only | RFID,Mobile App, Contactless Credit card, Apple Pay Google Pay | Yes - both
47QMCA22A000Y | VERDEK, LLC | ChargePoint | No - Product is undergoing FedRAMP review and will not be available for ordering through the BPAs until this process is complete and the platform this product operates on receives an ATO designation or it has been determined does not require one. Purchase this product today through GSA Advantage, but agencies will need to evaluate each product at the agency level to ensure it meets all agency-specific privacy, IT, and cyber supply chain requirements. | EXPP-PL1021A-5A1S1-2A3S1-FHWA-MS | EXPP-PL1021A-5A1S1-2A3S1-FHWA-MS | Dispenser | BUY AMERICA FHWA compliant. Express Plus Power Link PL1000 series, North America, 1x CCS1 350A 4.5m cable, 1x CHAdeMO 200A 4.5m cable, 2 Holsters, 2.4m Cable management kit, Pedestal, 200mm (8") Touch Display, Camera, ChargePoint signage, Contactless credit card and RFID reader, Cellular/Wi-Fi, UL listed, Single input, Maintenance switch, 1 year warranty. Requires at least one Power Block with Power Modules | EA | 28547.91 | 28262.43 | 1% | N/A | Commercial | Commercial | Commercial | 40-200 | 480V | 95+ | 2 | CCS & CHAdeMO combo | 14 | RFID,Mobile App, Contactless Credit card, Apple Pay Google Pay | Yes | Chargepoint | Yes | Yes | No | Pedestal | UL | 1 ys parts only | RFID,Mobile App, Contactless Credit card, Apple Pay Google Pay | Yes - both
47QMCA22A000Y | VERDEK, LLC | ChargePoint | No - Product is undergoing FedRAMP review and will not be available for ordering through the BPAs until this process is complete and the platform this product operates on receives an ATO designation or it has been determined does not require one. Purchase this product today through GSA Advantage, but agencies will need to evaluate each product at the agency level to ensure it meets all agency-specific privacy, IT, and cyber supply chain requirements. | EXPP-PM-40KW | EXPP-PM-40KW | Power Unit | 40 kW Power Module for use in Power Block (Priced per power module) NOTE: (1=40kW, 2=80kW, 3=120kW, 4=160kW, 5=200kW) | EA | 10772.8 | 10665.07 | 1% | N/A | Commercial | Commercial | Commercial | 40-200 | 480V | 95+ | N/A | Power Block | N/A | N/A | Yes | Chargepoint | Yes | Yes | No | Pedestal | UL | 1 ys parts only | RFID,Mobile App, Contactless Credit card, Apple Pay Google Pay | Yes - both
47QMCA22A000Y | VERDEK, LLC | ChargePoint | No - Product is undergoing FedRAMP review and will not be available for ordering through the BPAs until this process is complete and the platform this product operates on receives an ATO designation or it has been determined does not require one. Purchase this product today through GSA Advantage, but agencies will need to evaluate each product at the agency level to ensure it meets all agency-specific privacy, IT, and cyber supply chain requirements. | EXPP-PB1000-500A-PD | EXPP-PB1000-500A-PD | Power Unit | The Power Block is the physical enclosure for Power Modules. A Power Block can hold up to 5 Power Modules, Power Modules sold separately. EXPP-BLOCK-500A-PD is rated for 500A. The Power Block Mounting Kit (EXPP-BLOCK-CMT) is required but not included. | EA | 24562.97 | 24317.34 | 1% | N/A | Commercial | Commercial | Commercial | 40-200 | 480V | 95+ | N/A | Power Block | N/A | N/A | Yes | Chargepoint | Yes | Yes | No | Pedestal | UL | 1 ys parts only | RFID,Mobile App, Contactless Credit card, Apple Pay Google Pay | Yes - both
47QMCA22A000Y | VERDEK, LLC | ChargePoint | No - Product is undergoing FedRAMP review and will not be available for ordering through the BPAs until this process is complete and the platform this product operates on receives an ATO designation or it has been determined does not require one. Purchase this product today through GSA Advantage, but agencies will need to evaluate each product at the agency level to ensure it meets all agency-specific privacy, IT, and cyber supply chain requirements. | EXPP-PB1000-500A-PD-FHWA | EXPP-PB1000-500A-PD-FHWA | Power Unit | BUY AMERICA FHWA compliant. The Power Block is the physical enclosure for Power Modules. A Power Block can hold up to 5 Power Modules, Power Modules sold separately. EXPP-BLOCK-500A-PD is rated for 500A. The Power Block Mounting Kit (EXPP-BLOCK-CMT) is required but not included. | EA | 26931.99 | 26662.67 | 1% | N/A | Commercial | Commercial | Commercial | 40-200 | 480V | 95+ | N/A | Power Block | N/A | N/A | Yes | Chargepoint | Yes | Yes | No | Pedestal | UL | 1 ys parts only | RFID,Mobile App, Contactless Credit card, Apple Pay Google Pay | Yes - both
47QMCA22A000Y | VERDEK, LLC | ChargePoint | No - Product is undergoing FedRAMP review and will not be available for ordering through the BPAs until this process is complete and the platform this product operates on receives an ATO designation or it has been determined does not require one. Purchase this product today through GSA Advantage, but agencies will need to evaluate each product at the agency level to ensure it meets all agency-specific privacy, IT, and cyber supply chain requirements. | EXPP-PB1000-CMT | EXPP-PB1000-CMT | Power Unit | Metal bracket required for proper alignment of conduits and bolt locations for positioning CP Express Power Block. Required for Power Block. Power Block sold separately. | EA | $ - | $ - | 1% | N/A | Commercial | Commercial | Commercial | 40-200 | 480V | 95+ | N/A | Power Block | N/A | N/A | Yes | Chargepoint | Yes | Yes | No | Pedestal | UL | 1 ys parts only | RFID,Mobile App, Contactless Credit card, Apple Pay Google Pay | Yes - both
47QMCA22A000Y | VERDEK, LLC | Efacec USA | No - Product is undergoing FedRAMP review and will not be available for ordering through the BPAs until this process is complete and the platform this product operates on receives an ATO designation or it has been determined does not require one. Purchase this product today through GSA Advantage, but agencies will need to evaluate each product at the agency level to ensure it meets all agency-specific privacy, IT, and cyber supply chain requirements. | Efacec Q45 | N/A | EFACEC Q45 | Efacec Q45 FDC ChargePoint Enabled 50kW dual port Combo & CHAdeMO / 1 Year Network license | EA | 32654.16 | 32001.08 | 2% | N/A | Commercial | Commercial | Commercial | 50 | 480V 3Ph | 95+ | 2 | CCS & CHAdeMO combo | 14 | RFID,Mobile App, Contactless Credit card, Apple Pay Google Pay | Yes | Chargepoint, EV Connect, EVGateway | Yes | Yes | No | Pedestal | UL | 2 yr parts only | RFID,Mobile App, Contactless Credit card, Apple Pay Google Pay | Yes - both
47QMCA22A000Y | VERDEK, LLC | FreeWire Technology | No - Product is undergoing FedRAMP review and will not be available for ordering through the BPAs until this process is complete and the platform this product operates on receives an ATO designation or it has been determined does not require one. Purchase this product today through GSA Advantage, but agencies will need to evaluate each product at the agency level to ensure it meets all agency-specific privacy, IT, and cyber supply chain requirements. | Boost Charger 150kW | Boost Charger 150kW | Boost Charger 150kW | Ultrafast EV Charger with Integrated Storage 160KWH capacity, 150KW output Dual CHAdeMO and CCS Combo | EA | 141712.85 | 138878.59 | 2% | N/A | Commercial | Commercial | Commercial | 150 | 480V 3Ph or 208V 1Ph | 95+ | 2 | CCS & CHAdeMO combo | 14 | RFID,Mobile App, Contactless Credit card, Apple Pay Google Pay | Yes | EV Connect | Yes | Yes | No | Pedestal | UL | 3 ys parts only | RFID,Mobile App, Contactless Credit card, Apple Pay Google Pay | Just Voyager
47QMCA22A0010 | LIOCE GROUP INC., THE | Blink Charging | No - Product is undergoing FedRAMP review and will not be available for ordering through the BPAs until this process is complete and the platform this product operates on receives an ATO designation or it has been determined does not require one. Purchase this product today through GSA Advantage, but agencies will need to evaluate each product at the agency level to ensure it meets all agency-specific privacy, IT, and cyber supply chain requirements. | 6AGC079379 DCWB22 CJ SP | 6AGC079379 DCWB22 CJ SP | ABB Wall-Box 22.5kW, 208/240V Rated to 960 VDC Single-Phase CCS & CHAdeMO 23' cables RFID Reader, 4G Cell, 2 years of Parts Only Warranty 1-EV can charge at a time, regardless of (2) cables | ABB Wall-Box 22.5kW, 208/240V Rated to 960 VDC Single-Phase CCS & CHAdeMO 23' cables RFID Reader, 4G Cell, 2 years of Parts Only Warranty 1-EV can charge at a time, regardless of (2) cables | EA | 18686.45 | 17062.6 | 8.69% | 2% for orders > $200k | 90 calendar days | Standard | Commercial | 19.5kW @208V, 22.5kW @240V | 208-240 Vac 60Hz | 0.94 | 2 | CCS & CHAdeMO combo | 12' or 23' | RFID, Mobile App, Pin Code, 1-800# | Yes | SemaConnect Network, OCPP V1.6 | Yes | Yes | No | Wall or Pedestal | UL, FCC | 2 years P&L and Preventative Maintenance, additional years available | RFID, App | Yes - both
47QMCA22A0010 | LIOCE GROUP INC., THE | Blink Charging | No - Product is undergoing FedRAMP review and will not be available for ordering through the BPAs until this process is complete and the platform this product operates on receives an ATO designation or it has been determined does not require one. Purchase this product today through GSA Advantage, but agencies will need to evaluate each product at the agency level to ensure it meets all agency-specific privacy, IT, and cyber supply chain requirements. | 6AGC102238 Terra 124 CJ UL | 6AGC102238 Terra 124 CJ UL | SemaConnect Terra 124 120kW DC Charger Terra C (1 CCS & 1 CHADeMo), 920VDC, 2X20 ft cables, 4G Cell, Credit Card Reader not included 2 EVs can charge at a time at 60kW each <or> 1 Ev at a time at 120kW | SemaConnect Terra 124 120kW DC Charger Terra C (1 CCS & 1 CHADeMo), 920VDC, 2X20 ft cables, 4G Cell, Credit Card Reader not included 2 EVs can charge at a time at 60kW each <or> 1 Ev at a time at 120kW | EA | 79215.11 | 72331.32 | 8.69% | 2% for orders > $200k | 90 calendar days | Standard | Commercial | 120kW or 60 kW x 2 | 480/277 Vac 60Hz | 0.95 | 2 | CCS & CHAdeMO combo | 19.6ft | RFID, Mobile App, -1800#, Credit Card, Website | Yes | SemaConnect Network, OCPP V1.6 | Yes | Yes | Yes | Cabinet Enclosure | UL 2202, NEC Article 625, EN 61851, EN 62196, IEC 61000, ISO 15118, FCC Part 15 | 2 years P&L and Preventative Maintenance, additional years available | RFID, App, 1-800#, Website, Credit Card | Yes - both
47QMCA22A0010 | LIOCE GROUP INC., THE | Blink Charging | No - Product is undergoing FedRAMP review and will not be available for ordering through the BPAs until this process is complete and the platform this product operates on receives an ATO designation or it has been determined does not require one. Purchase this product today through GSA Advantage, but agencies will need to evaluate each product at the agency level to ensure it meets all agency-specific privacy, IT, and cyber supply chain requirements. | 6AGC102235 Terra 124 C UL | 6AGC102235 Terra 124 C UL | SemaConnect Terra 124 120kW DC Charger Terra C (1 CCS), 920VDC, 1X20 ft cable, 4G Cell, Credit Card Reader not included 1 EV can charge at a time at 60kW or up to 120kW | SemaConnect Terra 124 120kW DC Charger Terra C (1 CCS), 920VDC, 1X20 ft cable, 4G Cell, Credit Card Reader not included 1 EV can charge at a time at 60kW or up to 120kW | EA | 72945.09 | 66606.16 | 8.69% | 2% for orders > $200k | 90 calendar days | Standard | Commercial | 120kW or 60 kW x 2 | 480/277 Vac 60Hz | 0.95 | 2 | CCS & CHAdeMO combo | 19.6ft | RFID, Mobile App, -1800#, Credit Card, Website | Yes | SemaConnect Network, OCPP V1.6 | Yes | Yes | Yes | Cabinet Enclosure | UL 2202, NEC Article 625, EN 61851, EN 62196, IEC 61000, ISO 15118, FCC Part 15 | 2 years P&L and Preventative Maintenance, additional years available | RFID, App, 1-800#, Website, Credit Card | Yes - both
47QMCA22A0010 | LIOCE GROUP INC., THE | Blink Charging | No - Product is undergoing FedRAMP review and will not be available for ordering through the BPAs until this process is complete and the platform this product operates on receives an ATO designation or it has been determined does not require one. Purchase this product today through GSA Advantage, but agencies will need to evaluate each product at the agency level to ensure it meets all agency-specific privacy, IT, and cyber supply chain requirements. | 6AGC102241 Terra 124 CC UL | 6AGC102241 Terra 124 CC UL | SemaConnect Terra 124 120kW DC Charger Terra C (2 CCS), *920VDC, 2X20 ft cables, 4G Cell, Credit Card Reader not included 2 EVs can charge at a time at 60kW each <or> 1 Ev at a time at 120kW | SemaConnect Terra 124 120kW DC Charger Terra C (2 CCS), *920VDC, 2X20 ft cables, 4G Cell, Credit Card Reader not included 2 EVs can charge at a time at 60kW each <or> 1 Ev at a time at 120kW | EA | 76974.31 | 70285.24 | 8.69% | 2% for orders > $200k | 90 calendar days | Standard | Commercial | 120kW or 60 kW x 2 | 480/277 Vac 60Hz | 0.95 | 2 | CCS & CHAdeMO combo | 19.6ft | RFID, Mobile App, -1800#, Credit Card, Website | Yes | SemaConnect Network, OCPP V1.6 | Yes | Yes | Yes | Cabinet Enclosure | UL 2202, NEC Article 625, EN 61851, EN 62196, IEC 61000, ISO 15118, FCC Part 15 | 2 years P&L and Preventative Maintenance, additional years available | RFID, App, 1-800#, Website, Credit Card | Yes - both
47QMCA22A0010 | LIOCE GROUP INC., THE | Blink Charging | No - Product is undergoing FedRAMP review and will not be available for ordering through the BPAs until this process is complete and the platform this product operates on receives an ATO designation or it has been determined does not require one. Purchase this product today through GSA Advantage, but agencies will need to evaluate each product at the agency level to ensure it meets all agency-specific privacy, IT, and cyber supply chain requirements. | 6AGC102237 Terra 184 CJ UL | 6AGC102237 Terra 184 CJ UL | SemaConnect Terra 184 180kW DC Charger Terra C (1 CCS & 1 CHADeMo), 920VDC, 2X20 ft cables, 4G Cell, Credit Card Reader not included 2 EVs can charge at a time or 1 Ev at a time at 180kW | SemaConnect Terra 184 180kW DC Charger Terra C (1 CCS & 1 CHADeMo), 920VDC, 2X20 ft cables, 4G Cell, Credit Card Reader not included 2 EVs can charge at a time or 1 Ev at a time at 180kW | EA | 96232.44 | 87869.84 | 8.69% | 2% for orders > $200k | 90 calendar days | Standard | Commercial | 180 kW or 90 kW x 2 | 480/277 Vac 60Hz | 0.95 | 2 | CCS & CHAdeMO combo | 19.6ft | RFID, Mobile App, -1800#, Credit Card, Website | Yes | SemaConnect Network, OCPP V1.6 | Yes | Yes | Yes | Cabinet Enclosure | UL 2202, NEC Article 625, EN 61851, EN 62196, IEC 61000, ISO 15118, FCC Part 15 | 2 years P&L and Preventative Maintenance, additional years available | RFID, App, 1-800#, Website, Credit Card | Yes - both
47QMCA22A0010 | LIOCE GROUP INC., THE | Blink Charging | No - Product is undergoing FedRAMP review and will not be available for ordering through the BPAs until this process is complete and the platform this product operates on receives an ATO designation or it has been determined does not require one. Purchase this product today through GSA Advantage, but agencies will need to evaluate each product at the agency level to ensure it meets all agency-specific privacy, IT, and cyber supply chain requirements. | 6AGC102229 Terra 184 C UL | 6AGC102229 Terra 184 C UL | SemaConnect Terra 184 180kW DC Charger Terra C (1 CCS), 920VDC, 1X20 ft cable, 4G Cell, Credit Card Reader not included 1 EV can charge at a time up to 180kW | SemaConnect Terra 184 180kW DC Charger Terra C (1 CCS), 920VDC, 1X20 ft cable, 4G Cell, Credit Card Reader not included 1 EV can charge at a time up to 180kW | EA | 89962.82 | 82145.05 | 8.69% | 2% for orders > $200k | 90 calendar days | Standard | Commercial | 180 kW or 90 kW x 2 | 480/277 Vac 60Hz | 0.95 | 2 | CCS & CHAdeMO combo | 19.6ft | RFID, Mobile App, -1800#, Credit Card, Website | Yes | SemaConnect Network, OCPP V1.6 | Yes | Yes | Yes | Cabinet Enclosure | UL 2202, NEC Article 625, EN 61851, EN 62196, IEC 61000, ISO 15118, FCC Part 15 | 2 years P&L and Preventative Maintenance, additional years available | RFID, App, 1-800#, Website, Credit Card | Yes - both
47QMCA22A0010 | LIOCE GROUP INC., THE | Blink Charging | No - Product is undergoing FedRAMP review and will not be available for ordering through the BPAs until this process is complete and the platform this product operates on receives an ATO designation or it has been determined does not require one. Purchase this product today through GSA Advantage, but agencies will need to evaluate each product at the agency level to ensure it meets all agency-specific privacy, IT, and cyber supply chain requirements. | 6AGC102240 Terra 184 CC UL | 6AGC102240 Terra 184 CC UL | SemaConnect Terra 184 180kW DC Charger Terra C (2 CCS), 920VDC, 2X20 ft cables, 4G Cell, Credit Card Reader not included 2 EVs can charge at a time or 1 Ev at a time at 180kW | SemaConnect Terra 184 180kW DC Charger Terra C (2 CCS), 920VDC, 2X20 ft cables, 4G Cell, Credit Card Reader not included 2 EVs can charge at a time or 1 Ev at a time at 180kW | EA | 93993.55 | 85825.51 | 8.69% | 2% for orders > $200k | 90 calendar days | Standard | Commercial | 180 kW or 90 kW x 2 | 480/277 Vac 60Hz | 0.95 | 2 | CCS & CHAdeMO combo | 19.6ft | RFID, Mobile App, -1800#, Credit Card, Website | Yes | SemaConnect Network, OCPP V1.6 | Yes | Yes | Yes | Cabinet Enclosure | UL 2202, NEC Article 625, EN 61851, EN 62196, IEC 61000, ISO 15118, FCC Part 15 | 2 years P&L and Preventative Maintenance, additional years available | RFID, App, 1-800#, Website, Credit Card | Yes - both
47QMCA22A0010 | LIOCE GROUP INC., THE | Blink Charging | No - Product is undergoing FedRAMP review and will not be available for ordering through the BPAs until this process is complete and the platform this product operates on receives an ATO designation or it has been determined does not require one. Purchase this product today through GSA Advantage, but agencies will need to evaluate each product at the agency level to ensure it meets all agency-specific privacy, IT, and cyber supply chain requirements. | 6AGC085697 T54CJ CCR | 6AGC085697 T54CJ CCR | SemaConnect Terra 54 50kW DC Charger Terra C (1 CCS & CHadeMO), 20' cable, 4G Cell, Credit Card Reader included, 2 year Warranty 1-EV can charge at a time | SemaConnect Terra 54 50kW DC Charger Terra C (1 CCS & CHadeMO), 20' cable, 4G Cell, Credit Card Reader included, 2 year Warranty 1-EV can charge at a time | EA | 39197.98 | 35791.68 | 8.69% | 2% for orders > $200k | 90 calendar days | Standard | Commercial | 50 kW continuous | 480Y/277 VAC (60Hz) | 0.95 | 2 | CCS & CHAdeMO combo | 19.6ft | RFID, Mobile App, -1800#, Credit Card, Website | Yes | SemaConnect Network, OCPP V1.6 | Yes | Yes | Yes | Cabinet Enclosure | UL 2202, NEC Article 625, EN 61851, EN 62196, IEC 61000, ISO 15118, FCC Part 15 | 2 years P&L and Preventative Maintenance, additional years available | RFID, App, 1-800#, Website, Credit Card | Yes - both
47QMCA22A0010 | LIOCE GROUP INC., THE | Blink Charging | No - Product is undergoing FedRAMP review and will not be available for ordering through the BPAs until this process is complete and the platform this product operates on receives an ATO designation or it has been determined does not require one. Purchase this product today through GSA Advantage, but agencies will need to evaluate each product at the agency level to ensure it meets all agency-specific privacy, IT, and cyber supply chain requirements. | 6AGC084934 T54HV C | 6AGC084934 T54HV C | SemaConnect Terra 54 High Volt 50kW DC Charger Terra C (1 CCS ONLY), 920VDC, 20' cable, 4G Cell, Credit Card Reader not included, 2 year Warranty 1-EV can charge at a time | SemaConnect Terra 54 High Volt 50kW DC Charger Terra C (1 CCS ONLY), 920VDC, 20' cable, 4G Cell, Credit Card Reader not included, 2 year Warranty 1-EV can charge at a time | EA | 39175.82 | 35771.44 | 8.69% | 2% for orders > $200k | 90 calendar days | Standard | Commercial | 50 kW continuous | 480Y/277 VAC (60Hz) | 0.95 | 2 | CCS & CHAdeMO combo | 19.6ft | RFID, Mobile App, -1800#, Credit Card, Website | Yes | SemaConnect Network, OCPP V1.6 | Yes | Yes | Yes | Cabinet Enclosure | UL 2202, NEC Article 625, EN 61851, EN 62196, IEC 61000, ISO 15118, FCC Part 15 | 2 years P&L and Preventative Maintenance, additional years available | RFID, App, 1-800#, Website, Credit Card | Yes - both
47QMCA22A0010 | LIOCE GROUP INC., THE | Blink Charging | No - Product is undergoing FedRAMP review and will not be available for ordering through the BPAs until this process is complete and the platform this product operates on receives an ATO designation or it has been determined does not require one. Purchase this product today through GSA Advantage, but agencies will need to evaluate each product at the agency level to ensure it meets all agency-specific privacy, IT, and cyber supply chain requirements. | 6AGC082821 T54HV CJ | 6AGC082821 T54HV CJ | SemaConnect Terra 54 High Volt 50kW DC Charger Terra C (CCS & CHADEMO), 920VDC, 20' cables, 4G Cell, Credit Card Reader not included, 2 year Warranty, 1-EV can charge at a time | SemaConnect Terra 54 High Volt 50kW DC Charger Terra C (CCS & CHADEMO), 920VDC, 20' cables, 4G Cell, Credit Card Reader not included, 2 year Warranty 1-EV can charge at a time | EA | 42256.93 | 38584.8 | 8.69% | 2% for orders > $200k | 90 calendar days | Standard | Commercial | 50 kW continuous | 480Y/277 VAC (60Hz) | 0.95 | 2 | CCS & CHAdeMO combo | 19.6ft | RFID, Mobile App, -1800#, Credit Card, Website | Yes | SemaConnect Network, OCPP V1.6 | Yes | Yes | Yes | Cabinet Enclosure | UL 2202, NEC Article 625, EN 61851, EN 62196, IEC 61000, ISO 15118, FCC Part 15 | 2 years P&L and Preventative Maintenance, additional years available | RFID, App, 1-800#, Website, Credit Card | Yes - both
47QMCA22A0010 | LIOCE GROUP INC., THE | Blink Charging | No - Product is undergoing FedRAMP review and will not be available for ordering through the BPAs until this process is complete and the platform this product operates on receives an ATO designation or it has been determined does not require one. Purchase this product today through GSA Advantage, but agencies will need to evaluate each product at the agency level to ensure it meets all agency-specific privacy, IT, and cyber supply chain requirements. | 6AGC102236 Terra 94 CJ UL | 6AGC102236 Terra 94 CJ UL | SemaConnect Terra 94 90kW DC Charger Terra C (1 CCS & 1 CHADeMo), 2 year warranty* 920VDC, 2X20 ft cables, 4G Cell, Credit Card Reader not included 2 EVs can charge at a time or 1 Ev at a time at 120kW each | SemaConnect Terra 94 90kW DC Charger Terra C (1 CCS & 1 CHADeMo), 2 year warranty* 920VDC, 2X20 ft cables, 4G Cell, Credit Card Reader not included 2 EVs can charge at a time or 1 Ev at a time at 120kW each | EA | 71155.67 | 64972.24 | 8.69% | 2% for orders > $200k | 90 calendar days | Standard | Commercial | 90 kW | 480/277 Vac 60Hz | 0.95 | 2 | CCS & CHAdeMO combo | 19.6ft | RFID, Mobile App, -1800#, Credit Card, Website | Yes | SemaConnect Network, OCPP V1.6 | Yes | Yes | Yes | Cabinet Enclosure | UL 2202, NEC Article 625, EN 61851, EN 62196, IEC 61000, ISO 15118, FCC Part 15 | 2 years P&L and Preventative Maintenance, additional years available | RFID, App, 1-800#, Website, Credit Card | Yes - both
47QMCA22A0010 | LIOCE GROUP INC., THE | Blink Charging | No - Product is undergoing FedRAMP review and will not be available for ordering through the BPAs until this process is complete and the platform this product operates on receives an ATO designation or it has been determined does not require one. Purchase this product today through GSA Advantage, but agencies will need to evaluate each product at the agency level to ensure it meets all agency-specific privacy, IT, and cyber supply chain requirements. | 6AGC102247 Terra 94 C UL | 6AGC102247 Terra 94 C UL | SemaConnect Terra 94 90kW DC Charger Terra C (1 CCS), 2 year warranty 920VDC, 1X20 ft cables, 4G Cell, Credit Card Reader not included 1 EV can charge at a time up to 120kW | SemaConnect Terra 94 90kW DC Charger Terra C (1 CCS), 2 year warranty 920VDC, 1X20 ft cables, 4G Cell, Credit Card Reader not included 1 EV can charge at a time up to 120kW | EA | 64883.63 | 59245.24 | 8.69% | 2% for orders > $200k | 90 calendar days | Standard | Commercial | 90 kW | 480/277 Vac 60Hz | 0.95 | 2 | CCS & CHAdeMO combo | 19.6ft | RFID, Mobile App, -1800#, Credit Card, Website | Yes | SemaConnect Network, OCPP V1.6 | Yes | Yes | Yes | Cabinet Enclosure | UL 2202, NEC Article 625, EN 61851, EN 62196, IEC 61000, ISO 15118, FCC Part 15 | 2 years P&L and Preventative Maintenance, additional years available | RFID, App, 1-800#, Website, Credit Card | Yes - both
47QMCA22A0010 | LIOCE GROUP INC., THE | Blink Charging | No - Product is undergoing FedRAMP review and will not be available for ordering through the BPAs until this process is complete and the platform this product operates on receives an ATO designation or it has been determined does not require one. Purchase this product today through GSA Advantage, but agencies will need to evaluate each product at the agency level to ensure it meets all agency-specific privacy, IT, and cyber supply chain requirements. | 6AGC102239 Terra 94 CC UL | 6AGC102239 Terra 94 CC UL | SemaConnect Terra 94 90kW DC Charger Terra C (2 CCS), 2 year warranty 920VDC, 2X20 ft cables, 4G Cell, Credit Card Reader not included 2 EVs can charge at a time or 1 Ev at a time at 120kW each | SemaConnect Terra 94 90kW DC Charger Terra C (2 CCS), 2 year warranty 920VDC, 2X20 ft cables, 4G Cell, Credit Card Reader not included 2 EVs can charge at a time or 1 Ev at a time at 120kW each | EA | 68913.85 | 62925.24 | 8.69% | 2% for orders > $200k | 90 calendar days | Standard | Commercial | 90 kW | 480/277 Vac 60Hz | 0.95 | 2 | CCS & CHAdeMO combo | 19.6ft | RFID, Mobile App, -1800#, Credit Card, Website | Yes | SemaConnect Network, OCPP V1.6 | Yes | Yes | Yes | Cabinet Enclosure | UL 2202, NEC Article 625, EN 61851, EN 62196, IEC 61000, ISO 15118, FCC Part 15 | 2 years P&L and Preventative Maintenance, additional years available | RFID, App, 1-800#, Website, Credit Card | Yes - both
47QMCA22A0010 | LIOCE GROUP INC., THE | Blink Charging | No - Product is undergoing FedRAMP review and will not be available for ordering through the BPAs until this process is complete and the platform this product operates on receives an ATO designation or it has been determined does not require one. Purchase this product today through GSA Advantage, but agencies will need to evaluate each product at the agency level to ensure it meets all agency-specific privacy, IT, and cyber supply chain requirements. | 6AGC079381 DCWB22 C SP | 6AGC079381 DCWB22 C SP | SemaConnect Wall-Box 22.5kW, 208/240V Rated to 960 VDC Single-Phase, Qty 1 | SemaConnect Wall-Box 22.5kW, 208/240V Rated to 960 VDC Single-Phase, Qty 1 CCS 23' cable RFID Reader, 4G Cell, 2 years of Parts Only Warranty 1-EV can charge at a time | EA | 15238.69 | 13914.45 | 8.69% | 2% for orders > $200k | 90 calendar days | Standard | Commercial | 19.5kW @208V, 22.5kW @240V | 208-240 Vac 60Hz | 0.94 | 2 | CCS & CHAdeMO combo | 12' or 23' | RFID, Mobile App, Pin Code, 1-800# | Yes | SemaConnect Network, OCPP V1.6 | Yes | Yes | No | Wall or Pedestal | UL, FCC | 2 years P&L and Preventative Maintenance, additional years available | RFID, App | Yes - both
47QMCA22A0010 | LIOCE GROUP INC., THE | Blink Charging | No - Product is undergoing FedRAMP review and will not be available for ordering through the BPAs until this process is complete and the platform this product operates on receives an ATO designation or it has been determined does not require one. Purchase this product today through GSA Advantage, but agencies will need to evaluate each product at the agency level to ensure it meets all agency-specific privacy, IT, and cyber supply chain requirements. | 6AGC081362 DCWB24 CJ 3P | 6AGC081362 DCWB24 CJ 3P | SemaConnect Wall-Box 24kW, 960V DC 3-Phase, CCS & CHAdeMO 23' cables RFID Reader, 4G Cell, 2 years of Parts Only Warranty 1-EV can charge at a time, regardless of (2) cables | SemaConnect Wall-Box 24kW, 960V DC 3-Phase, CCS & CHAdeMO 23' cables RFID Reader, 4G Cell, 2 years of Parts Only Warranty 1-EV can charge at a time, regardless of (2) cables | EA | 18539.55 | 16928.46 | 8.69% | 2% for orders > $200k | 90 calendar days | Standard | Commercial | 24kW peak, 22.5kW continuous | 480/277 Vac 60Hz | 0.94 | 2 | CCS & CHAdeMO combo | 12' or 23' | RFID, Mobile App, Pin Code, 1-800# | Yes | SemaConnect Network, OCPP V1.6 | Yes | Yes | No | Wall or Pedestal | UL, FCC | 2 years P&L and Preventative Maintenance, additional years available | RFID, App | Yes - both
47QMCA22A0010 | LIOCE GROUP INC., THE | Blink Charging | No - Product is undergoing FedRAMP review and will not be available for ordering through the BPAs until this process is complete and the platform this product operates on receives an ATO designation or it has been determined does not require one. Purchase this product today through GSA Advantage, but agencies will need to evaluate each product at the agency level to ensure it meets all agency-specific privacy, IT, and cyber supply chain requirements. | 6AGC081364 DCWB24 C 3P | 6AGC081364 DCWB24 C 3P | SemaConnect Wall-Box 24kW, 960V DC 3-Phase, Qty 1 CCS 23' cable RFID Reader, 4G Cell, 2 years of Parts Only Warranty 1-EV can charge at a time | SemaConnect Wall-Box 24kW, 960V DC 3-Phase, Qty 1 CCS 23' cable RFID Reader, 4G Cell, 2 years of Parts Only Warranty 1-EV can charge at a time | EA | 15699.45 | 14335.16 | 8.69% | 2% for orders > $200k | 90 calendar days | Standard | Commercial | 19.5kW @208V, 22.5kW @240V | 208-240 Vac 60Hz | 0.94 | 2 | CCS & CHAdeMO combo | 12' or 23' | RFID, Mobile App, Pin Code, 1-800# | Yes | SemaConnect Network, OCPP V1.6 | Yes | Yes | No | Wall or Pedestal | UL, FCC | 2 years P&L and Preventative Maintenance, additional years available | RFID, App | Yes - both
47QMCA22A0012 | PACIFIC LIGHTING MANAGEMENT, INC | EV-Loop/Tritium | No - Product is undergoing FedRAMP review and will not be available for ordering through the BPAs until this process is complete and the platform this product operates on receives an ATO designation or it has been determined does not require one. Purchase this product today through GSA Advantage, but agencies will need to evaluate each product at the agency level to ensure it meets all agency-specific privacy, IT, and cyber supply chain requirements. | EVS-VEEFIL-RTM50 | LOOP_EVS-VEEFIL-RTM50 | EV-FAST 50KW DC FAST CHARGER | CHAdeMO and CCS. Access Control: RFID & Loop App; Open ADR2.0 and OCPP 1.5/1.6J Compliant; Certified: Energy Star & CAL eVIP Compliant; Power: 380/480 VAC, three phase input, 50kW max output, liquid cooling; Network: Gigabit Ethernet, For cellular communications additional Gateway package is required for at least one unit per site. Optional CC Reader is available. O&M and extended warranty plans are available. 3-year limited product warranty (parts only); options for 5-year and 10-year extendedwarranties. Additional recurring networking services are required. Loop provides such services for a fee that is charged directly to the end-users. However, other OCPP compliant services are also available. LOOPEV-FAST CHARGER CREDIT CARD READER (MFR# EVS-L2-CCR) MUST BE PURCHASED WITH THIS UNIT. | EA | 33388.6 | 33054.71 | 1% | Spot discounts at order level | 110 | Standard | Commercial | 50 | 177 | 93% | 1 | CCS & CHAdeMO combo | 19.7 | Mobile App, CC-tap, RFID | Yes | EV-Loop | Y | Pedestal | No | Pedestal | CE, cTUVus, NRTL Certified to UL 2202 and CSA C22.2 No. 107.14 | 1-year On-site, 2-years total | Mobile App, CC-tap, RFID | Both in development
47QMCA22A0012 | PACIFIC LIGHTING MANAGEMENT, INC | EV-Loop/Tritium | No - Product is undergoing FedRAMP review and will not be available for ordering through the BPAs until this process is complete and the platform this product operates on receives an ATO designation or it has been determined does not require one. Purchase this product today through GSA Advantage, but agencies will need to evaluate each product at the agency level to ensure it meets all agency-specific privacy, IT, and cyber supply chain requirements. | EVS-VEEFIL-RTM75 | LOOP_EVS-VEEFIL-RTM75 | EV-FAST 75KW DC FAST CHARGER | CHAdeMO and CCS. Access Control: RFID & Loop App; Open ADR2.0 and OCPP 1.5/1.6J Compliant; Certified: Energy Star & CAL eVIP Compliant; Power: 380/480 VAC, three phase input, 75kW max output, liquid cooling; Network: Gigabit Ethernet, For cellular communications additional Gateway package is required for at least one unit per site. Optional CC Reader is available. O&M and extended warranty plans are available. 3-year limited product warranty (parts only); options for 5-year and 10-year extendedwarranties. Additional recurring networking services are required. Loop provides such services for a fee that is charged directly to the end-users. However, other OCPP compliant services are also available. LOOPEV-FAST CHARGER CREDIT CARD READER (MFR# EVS-L2-CCR) MUST BE PURCHASED WITH THIS UNIT. | EA | 40125.32 | 39724.07 | 1% | Spot discounts at order level | 110 | Standard | Commercial | 75 | 265 | 93% | 1 | CCS & CHAdeMO combo | 19.7 | Mobile App, CC-tap, RFID | Yes | EV-Loop | Y | Pedestal | No | Pedestal | CE, cTUVus, NRTL Certified to UL 2202 and CSA C22.2 No. 107.6 | 1-year On-site, 2-years total | Mobile App, CC-tap, RFID | Both in development
47QMCA22A0001 | ABM FACILITY SUPPORT SERVICES, LLC | Efacec USA | Yes | EV-HV175 standalone -Warranty 3rd year | N/A | HV175 STANDALONE | One Year extended warranty for total of 3 years | EA | 7745.72 | 7745.72 | 0% |  | N/A | N/A | N/A | N/A | N/A | N/A | N/A | N/A | N/A | N/A | N/A | N/A | N/A | N/A | N/A | N/A | N/A | N/A | N/A | N/A
47QMCA22A0001 | ABM FACILITY SUPPORT SERVICES, LLC | Efacec USA | Yes | EV-HV350-Warranty 3rd year | N/A | HV350 | One Year extended warranty for total of 3 years | EA | 17669.52 | 17669.52 | 0% |  | N/A | N/A | N/A | N/A | N/A | N/A | N/A | N/A | N/A | N/A | N/A | N/A | N/A | N/A | N/A | N/A | N/A | N/A | N/A | N/A
47QMCA22A0002 | AMERESCO FEDERAL SOLUTIONS, INC. | BTC Power | Yes | HPCT-200-480-2 | N/A | BTC - HPCT-200-480-2 Level 4 Tower 200kW 480VAC 2 Dispenser | Level 4 Tower 200kW 480VAC 2 Dispenser | EA | 52625 | 52625 | 0% | N/A | 120 | Power | Commercial | 200 | 480 VAC, 264 A | > 92% | 2 | N/A | N/A | N/A | N/A | Standard | Yes | Very simple to switch to a new software supplier. The new suppliers OCPP s/w can be downloaded over the air, onsite visit required to switch out SIM card and place new station ID decals on EVSE. | No | Floor Mount | Certified by Intertek, a Nationally Recogized Testing Laboratory - Intertek certifies to all UL/ cUL/ NEC/ FCC requirements | 2-year manufacturers warranty, parts only, begins on date of installation or 60-days from the ship date from the factory, whichever occurs first. | N/A | N/A

## CLIN 0004 - EVSE SolarOff-grid
BPA Number | Organization Name | MANUFACTURER NAME | Available for Order Through BPA Today | MFR PART NO | DEALER PART NO (if applicable) | PRODUCT NAME | PRODUCT DESCRIPTION | UOI | DISCOUNT PRICE OFFERED TO GSA (including IFF) | BPA Price Offered | BPA Discount to MAS | Additional Quantity/Volume Discounts | Output (kW) | Input Current | Efficiency (%) | Energy Star (Level 2 ONLY) (Y/N) | Number of Ports | Vehicle Connector Types | Charging Level | Charging Cord Length (ft) | Method of Initiating Charge / Authentication (RFID, Mobile App, QR Code etc.) If multiple list all | Networked Station (Y/N) | If Networked, Preferred or Standard Network | OCPP 1.6J- Compliant (Y/N) | OCPP 1.6J- Compliant (If N, explain level of effort required (Cost/Ease) to switch to a different network. | V2G Capable | Mount Type | Safety and Compliance (specify applicable certifications & ratings) | Warranty (Description, coverage & duration)--provide link if available | Payment Mechanism (Credit Card Swipe, RFID, App, etc.) Please list all that apply | WEX or Voyager Credit Card Accepted? | If Networked, meets security requirements (See Appendix A, Statement of Work, par. 7.4) | Is Power Management Software included or priced separately? | Link | Comment/Description
47QMCA22A0004 | BEAM GLOBAL | Beam Global | Yes | ARC-EC1 | N/A | EV ARC 2020 with 1 (one) Enel JuiceBox EV Charger | The EV ARC 2020 generates power with a 4.3kW array and is the most powerful model we have ever released. Equipped with our patented BeamTrak solar tracking system. Included in the base unit price is a 12-month Operation & Maintenance Plan with wireless remote monitoring. Includes Enel JuiceBox EV Charger 1 Plug, type J1772. Includes Transformer ARC upgrade that stows EV ARC for easier transport. | EA | 59965.22 | 59815.31 | 0.25% | additional 0.75% is offered at 100 units or more on one Purchase Order | 1 port - 5.76kW max single port power | N/A--the EV ARC system is off grid | 91.2% efficiency (solar to charger) | No | 1 | SAE J-1772 | Level 2 | 25 ft | No authentication needed | No: The Enel X JuiceBox charger is not networked; Yes: The EV ARC 2020 base infrastructure system that produces and stores energy is networked | Not applicable for the Enel X JuiceBox charger, which is not networked; Standard Network for the EV ARC 2020 base infrastructure system that produces and stores energy, which is networked | Not applicable | Not applicable | No | EV ARC systems are off-grid and fit in a standard parking spot; the EV charger is mounted on the EV ARC mounting column. | EV ARC systems are wind rated to 125mph; Inverter UL1741-2010/2018, IEEE1547a-2003/2014, FCC 15 class B, UL1741SA, CA Rule 21, HECO Rule 14H; Solar Panels UL 1703, IEC 61215, IEC 61730; Battery UL1642, BMS and Components Demonstrated to UL2271; EVSE UL2594 and UL2231 | Beam EV ARC 2020 Product Warranty: 1-year manufacturer warranty warrants the product(s) sold by it to be free from defects in materials and workmanship for a period of 12 months from the date of delivery. Additionally, the manufacturer’s warranties for many major components of the product are passed through to the customer as follows: • Inverter – 10 year limited warranty (5 years on LCD screen and Fans) • Battery – 5 year warranty, plus 5 additional years on the cells only • High power 360w or equivalent PV Modules – 25-year warranty with a maximum performance degradation of 0.25%/yr over the course of 25 years • Wireless Communications – 3-year product warranty • DC-DC Converter – 2-year limited warranty | Not applicable | Not applicable | No | Included | https://beamforall.com/wp-content/uploads/2021/06/BEAM-EV-ARC-2020-Info-Sheet-v1.1.pdf | Enel X JuiceBox chargers are NOT NETWORKED. The EV ARC 2020 base infrastructure system that produces and stores energy is networked to access the Sol-Ark PowerView application interface, which has been determined to need NIST-171 certification. The EV ARC 2020 generates power with a 4.3kW array and is equipped with 1 (one) J-1772 port Enel X Juicebox charger, and the patented BeamTrak solar tracking system. Included in the base unit price is a 12-month Manufacturer Warranty and 12-months of wireless remote monitoring access. This model allows for generation of usage/energy reports. For Enel X JuiceBox chargers, a networked solution (JuiceNet) is available as an add-on, outside of this contract.
47QMCA22A0004 | BEAM GLOBAL | Beam Global | Yes | ARC-EC2 | N/A | EV ARC 2020 with 2 (two) Enel JuiceBox EV Chargers | The EV ARC 2020 generates power with a 4.3kW array and is the most powerful model we have ever released. Equipped with our patented BeamTrak solar tracking system. Included in the base unit price is a 12-month Operation & Maintenance Plan with wireless remote monitoring. Includes Enel JuiceBox EV Charger 2 Plugs, type J1772. Includes Transformer ARC upgrade that stows EV ARC for easier transport. | EA | 61718.44 | 61564.14 | 0.25% | additional 0.75% is offered at 100 units or more on one Purchase Order | 2 ports - 2.88kW - 5.76kW of power per plug | N/A--the EV ARC system is off grid | 91.2% efficiency (solar to charger) | No | 2 | SAE J-1772 | Level 2 | 25 ft | No authentication needed | No: The Enel X JuiceBox charger is not networked; Yes: The EV ARC 2020 base infrastructure system that produces and stores energy is networked | Not applicable for the Enel X JuiceBox charger, which is not networked; Standard Network for the EV ARC 2020 base infrastructure system that produces and stores energy, which is networked | Not applicable | Not applicable | No | EV ARC systems are off-grid and fit in a standard parking spot; the EV charger is mounted on the EV ARC mounting column. | EV ARC systems are wind rated to 125mph; Inverter UL1741-2010/2018, IEEE1547a-2003/2014, FCC 15 class B, UL1741SA, CA Rule 21, HECO Rule 14H; Solar Panels UL 1703, IEC 61215, IEC 61730; Battery UL1642, BMS and Components Demonstrated to UL2271; EVSE UL2594 and UL2231 | Beam EV ARC 2020 Product Warranty: 1-year manufacturer warranty warrants the product(s) sold by it to be free from defects in materials and workmanship for a period of 12 months from the date of delivery. Additionally, the manufacturer’s warranties for many major components of the product are passed through to the customer as follows: • Inverter – 10 year limited warranty (5 years on LCD screen and Fans) • Battery – 5 year warranty, plus 5 additional years on the cells only • High power 360w or equivalent PV Modules – 25-year warranty with a maximum performance degradation of 0.25%/yr over the course of 25 years • Wireless Communications – 3-year product warranty • DC-DC Converter – 2-year limited warranty | Not applicable | Not applicable | No | Included | https://beamforall.com/wp-content/uploads/2021/06/BEAM-EV-ARC-2020-Info-Sheet-v1.1.pdf | Enel X JuiceBox chargers are NOT NETWORKED. The EV ARC 2020 base infrastructure system that produces and stores energy is networked to access the Sol-Ark PowerView application interface, which has been determined to need NIST-171 certification. The EV ARC 2020 generates power with a 4.3kW array and is equipped with 2 (two) J-1772 port Enel X Juicebox chargers, and the patented BeamTrak solar tracking system. Included in the base unit price is a 12-month Manufacturer Warranty and 12-months of wireless remote monitoring access. This model allows for generation of usage/energy reports. For Enel X JuiceBox chargers, a networked solution (JuiceNet) is available as an add-on, outside of this contract.
47QMCA22A0004 | BEAM GLOBAL | Beam Global | Yes | ARC-EC3 | N/A | EV ARC 2020 with 3 (three) Enel JuiceBox EV Chargers | The EV ARC 2020 generates power with a 4.3kW array and is the most powerful model we have ever released. Equipped with our patented BeamTrak solar tracking system. Included in the base unit price is a 12-month Operation & Maintenance Plan with wireless remote monitoring. Includes Enel JuiceBox EV Charger 3 Plugs, type J1772. Includes Transformer ARC upgrade that stows EV ARC for easier transport. | EA | 63471.66 | 63312.98 | 0.25% | additional 0.75% is offered at 100 units or more on one Purchase Order | 3 ports - 1.92kW - 5.76kW of power per plug | N/A--the EV ARC system is off grid | 91.2% efficiency (solar to charger) | No | 3 | SAE J-1772 | Level 2 | 25 ft | No authentication needed | No: The Enel X JuiceBox charger is not networked; Yes: The EV ARC 2020 base infrastructure system that produces and stores energy is networked | Not applicable for the Enel X JuiceBox charger, which is not networked; Standard Network for the EV ARC 2020 base infrastructure system that produces and stores energy, which is networked | Not applicable | Not applicable | No | EV ARC systems are off-grid and fit in a standard parking spot; the EV charger is mounted on the EV ARC mounting column. | EV ARC systems are wind rated to 125mph; Inverter UL1741-2010/2018, IEEE1547a-2003/2014, FCC 15 class B, UL1741SA, CA Rule 21, HECO Rule 14H; Solar Panels UL 1703, IEC 61215, IEC 61730; Battery UL1642, BMS and Components Demonstrated to UL2271; EVSE UL2594 and UL2231 | Beam EV ARC 2020 Product Warranty: 1-year manufacturer warranty warrants the product(s) sold by it to be free from defects in materials and workmanship for a period of 12 months from the date of delivery. Additionally, the manufacturer’s warranties for many major components of the product are passed through to the customer as follows: • Inverter – 10 year limited warranty (5 years on LCD screen and Fans) • Battery – 5 year warranty, plus 5 additional years on the cells only • High power 360w or equivalent PV Modules – 25-year warranty with a maximum performance degradation of 0.25%/yr over the course of 25 years • Wireless Communications – 3-year product warranty • DC-DC Converter – 2-year limited warranty | Not applicable | Not applicable | No | Included | https://beamforall.com/wp-content/uploads/2021/06/BEAM-EV-ARC-2020-Info-Sheet-v1.1.pdf | Enel X JuiceBox chargers are NOT NETWORKED. The EV ARC 2020 base infrastructure system that produces and stores energy is networked to access the Sol-Ark PowerView application interface, which has been determined to need NIST-171 certification. The EV ARC 2020 generates power with a 4.3kW array and is equipped with 3 (three) J-1772 port Enel X Juicebox chargers, and the patented BeamTrak solar tracking system. Included in the base unit price is a 12-month Manufacturer Warranty and 12-months of wireless remote monitoring access. This model allows for generation of usage/energy reports. For Enel X JuiceBox chargers, a networked solution (JuiceNet) is available as an add-on, outside of this contract.
47QMCA22A0004 | BEAM GLOBAL | Beam Global | Yes | ARC-EC4 | N/A | EV ARC 2020 with 4 (four) Enel JuiceBox EV Chargers | The EV ARC 2020 generates power with a 4.3kW array and is the most powerful model we have ever released. Equipped with our patented BeamTrak solar tracking system. Included in the base unit price is a 12-month Operation & Maintenance Plan with wireless remote monitoring. Includes Enel JuiceBox EV Chargers 4 Plugs, type J1772. Includes Transformer ARC upgrade that stows EV ARC for easier transport. | EA | 65224.88 | 65061.82 | 0.25% | additional 0.75% is offered at 100 units or more on one Purchase Order | 4 ports - 1.44kW - 5.76kW of power per plug | N/A--the EV ARC system is off grid | 91.2% efficiency (solar to charger) | No | 4 | SAE J-1772 | Level 2 | 25 ft | No authentication needed | No: The Enel X JuiceBox charger is not networked; Yes: The EV ARC 2020 base infrastructure system that produces and stores energy is networked | Not applicable for the Enel X JuiceBox charger, which is not networked; Standard Network for the EV ARC 2020 base infrastructure system that produces and stores energy, which is networked | Not applicable | Not applicable | No | EV ARC systems are off-grid and fit in a standard parking spot; the EV charger is mounted on the EV ARC mounting column. | EV ARC systems are wind rated to 125mph; Inverter UL1741-2010/2018, IEEE1547a-2003/2014, FCC 15 class B, UL1741SA, CA Rule 21, HECO Rule 14H; Solar Panels UL 1703, IEC 61215, IEC 61730; Battery UL1642, BMS and Components Demonstrated to UL2271; EVSE UL2594 and UL2231 | Beam EV ARC 2020 Product Warranty: 1-year manufacturer warranty warrants the product(s) sold by it to be free from defects in materials and workmanship for a period of 12 months from the date of delivery. Additionally, the manufacturer’s warranties for many major components of the product are passed through to the customer as follows: • Inverter – 10 year limited warranty (5 years on LCD screen and Fans) • Battery – 5 year warranty, plus 5 additional years on the cells only • High power 360w or equivalent PV Modules – 25-year warranty with a maximum performance degradation of 0.25%/yr over the course of 25 years • Wireless Communications – 3-year product warranty • DC-DC Converter – 2-year limited warranty | Not applicable | Not applicable | No | Included | https://beamforall.com/wp-content/uploads/2021/06/BEAM-EV-ARC-2020-Info-Sheet-v1.1.pdf | Enel X JuiceBox chargers are NOT NETWORKED. The EV ARC 2020 base infrastructure system that produces and stores energy is networked to access the Sol-Ark PowerView application interface, which has been determined to need NIST-171 certification. The EV ARC 2020 generates power with a 4.3kW array and is equipped with 4 (four) J-1772 port Enel X Juicebox chargers, and the patented BeamTrak solar tracking system. Included in the base unit price is a 12-month Manufacturer Warranty and 12-months of wireless remote monitoring access. This model allows for generation of usage/energy reports. For Enel X JuiceBox chargers, a networked solution (JuiceNet) is available as an add-on, outside of this contract.
47QMCA22A0004 | BEAM GLOBAL | Beam Global | Yes | ARC-EC5 | N/A | EV ARC 2020 with 5 (five) Enel JuiceBox EV Chargers | The EV ARC 2020 generates power with a 4.3kW array and is the most powerful model we have ever released. Equipped with our patented BeamTrak solar tracking system. Included in the base unit price is a 12-month Operation & Maintenance Plan with wireless remote monitoring. Includes Enel JuiceBox EV Chargers 5 Plugs, type J1772. Includes Transformer ARC upgrade that stows EV ARC for easier transport. | EA | 66978.1 | 66810.65 | 0.25% | additional 0.75% is offered at 100 units or more on one Purchase Order | 5 ports - 1.15kW - 5.76kW of power per plug | N/A--the EV ARC system is off grid | 91.2% efficiency (solar to charger) | No | 5 | SAE J-1772 | Level 2 | 25 ft | No authentication needed | No: The Enel X JuiceBox charger is not networked; Yes: The EV ARC 2020 base infrastructure system that produces and stores energy is networked | Not applicable for the Enel X JuiceBox charger, which is not networked; Standard Network for the EV ARC 2020 base infrastructure system that produces and stores energy, which is networked | Not applicable | Not applicable | No | EV ARC systems are off-grid and fit in a standard parking spot; the EV charger is mounted on the EV ARC mounting column. | EV ARC systems are wind rated to 125mph; Inverter UL1741-2010/2018, IEEE1547a-2003/2014, FCC 15 class B, UL1741SA, CA Rule 21, HECO Rule 14H; Solar Panels UL 1703, IEC 61215, IEC 61730; Battery UL1642, BMS and Components Demonstrated to UL2271; EVSE UL2594 and UL2231 | Beam EV ARC 2020 Product Warranty: 1-year manufacturer warranty warrants the product(s) sold by it to be free from defects in materials and workmanship for a period of 12 months from the date of delivery. Additionally, the manufacturer’s warranties for many major components of the product are passed through to the customer as follows: • Inverter – 10 year limited warranty (5 years on LCD screen and Fans) • Battery – 5 year warranty, plus 5 additional years on the cells only • High power 360w or equivalent PV Modules – 25-year warranty with a maximum performance degradation of 0.25%/yr over the course of 25 years • Wireless Communications – 3-year product warranty • DC-DC Converter – 2-year limited warranty | Not applicable | Not applicable | No | Included | https://beamforall.com/wp-content/uploads/2021/06/BEAM-EV-ARC-2020-Info-Sheet-v1.1.pdf | Enel X JuiceBox chargers are NOT NETWORKED. The EV ARC 2020 base infrastructure system that produces and stores energy is networked to access the Sol-Ark PowerView application interface, which has been determined to need NIST-171 certification. The EV ARC 2020 generates power with a 4.3kW array and is equipped with 5 (five) J-1772 port Enel X Juicebox chargers, and the patented BeamTrak solar tracking system. Included in the base unit price is a 12-month Manufacturer Warranty and 12-months of wireless remote monitoring access. This model allows for generation of usage/energy reports. For Enel X JuiceBox chargers, a networked solution (JuiceNet) is available as an add-on, outside of this contract.
47QMCA22A0004 | BEAM GLOBAL | Beam Global | Yes | ARC-EC6 | N/A | EV ARC 2020 with 6 (six) Enel JuiceBox EV Chargers | The EV ARC 2020 generates power with a 4.3kW array and is the most powerful model we have ever released. Equipped with our patented BeamTrak solar tracking system. Included in the base unit price is a 12-month Operation & Maintenance Plan with wireless remote monitoring. Includes Enel JuiceBox EV Chargers 6 Plugs, type J1772. Includes Transformer ARC upgrade that stows EV ARC for easier transport. | EA | 68731.32 | 68559.49 | 0.25% | additional 0.75% is offered at 100 units or more on one Purchase Order | 6 ports - 0.96kW - 5.76kW of power per plug | N/A--the EV ARC system is off grid | 91.2% efficiency (solar to charger) | No | 6 | SAE J-1772 | Level 2 | 25 ft | No authentication needed | No: The Enel X JuiceBox charger is not networked; Yes: The EV ARC 2020 base infrastructure system that produces and stores energy is networked | Not applicable for the Enel X JuiceBox charger, which is not networked; Standard Network for the EV ARC 2020 base infrastructure system that produces and stores energy, which is networked | Not applicable | Not applicable | No | EV ARC systems are off-grid and fit in a standard parking spot; the EV charger is mounted on the EV ARC mounting column. | EV ARC systems are wind rated to 125mph; Inverter UL1741-2010/2018, IEEE1547a-2003/2014, FCC 15 class B, UL1741SA, CA Rule 21, HECO Rule 14H; Solar Panels UL 1703, IEC 61215, IEC 61730; Battery UL1642, BMS and Components Demonstrated to UL2271; EVSE UL2594 and UL2231 | Beam EV ARC 2020 Product Warranty: 1-year manufacturer warranty warrants the product(s) sold by it to be free from defects in materials and workmanship for a period of 12 months from the date of delivery. Additionally, the manufacturer’s warranties for many major components of the product are passed through to the customer as follows: • Inverter – 10 year limited warranty (5 years on LCD screen and Fans) • Battery – 5 year warranty, plus 5 additional years on the cells only • High power 360w or equivalent PV Modules – 25-year warranty with a maximum performance degradation of 0.25%/yr over the course of 25 years • Wireless Communications – 3-year product warranty • DC-DC Converter – 2-year limited warranty | Not applicable | Not applicable | No | Included | https://beamforall.com/wp-content/uploads/2021/06/BEAM-EV-ARC-2020-Info-Sheet-v1.1.pdf | Enel X JuiceBox chargers are NOT NETWORKED. The EV ARC 2020 base infrastructure system that produces and stores energy is networked to access the Sol-Ark PowerView application interface, which has been determined to need NIST-171 certification. The EV ARC 2020 generates power with a 4.3kW array and is equipped with 6 (six) J-1772 port Enel X Juicebox chargers, and the patented BeamTrak solar tracking system. Included in the base unit price is a 12-month Manufacturer Warranty and 12-months of wireless remote monitoring access. This model allows for generation of usage/energy reports. For Enel X JuiceBox chargers, a networked solution (JuiceNet) is available as an add-on, outside of this contract.
47QMCA22A0004 | BEAM GLOBAL | Beam Global | No - Product is undergoing FedRAMP review and will not be available for ordering through the BPAs until this process is complete and the platform this product operates on receives an ATO designation or it has been determined does not require one. Purchase this product today through GSA Advantage, but agencies will need to evaluate each product at the agency level to ensure it meets all agency-specific privacy, IT, and cyber supply chain requirements. | ARC-CP4013 | N/A | EV ARC 2020 with ChargePoint Networked EV Charger model CT-4013 | The EV ARC 2020 generates power with a 4.3kW array and is the most powerful model we have ever released. Equipped with our patented BeamTrak solar tracking system. Included in the base unit price is a 12-month Operation & Maintenance Plan with wireless remote monitoring. ChargePoint Networked EV Chargers. Pedestal-mount system equipped with LCD screen and compatible with the ChargePoint Network, allowing for specialized pricing policies/access controls, generation of usage/energy reports, etc. Model: CT-4013-GW1 One Plug, type J177 with power per outlet of 3.8kW. Includes Transformer ARC upgrade that stows EV ARC for easier transport. | EA | 63181.58 | 63023.63 | 0.25% | additional 0.75% is offered at 100 units or more on one Purchase Order | 1 port - 5.76kW max single port power | N/A--the EV ARC system is off grid | 91.2% efficiency (solar to charger) | Yes | 1 | SAE J-1772 | Level 2 | 18 ft | RFID, mobile app, contactless credit card | Yes | Standard | Yes | Yes | No | EV ARC systems are off-grid and fit in a standard parking spot; the EV charger is mounted on the EV ARC mounting column. | EV ARC systems are wind rated to 125mph; Inverter UL1741-2010/2018, IEEE1547a-2003/2014, FCC 15 class B, UL1741SA, CA Rule 21, HECO Rule 14H; Solar Panels UL 1703, IEC 61215, IEC 61730; Battery UL1642, BMS and Components Demonstrated to UL2271; EVSE UL and C-UL listed; complies with UL2594, UL2231-1, UL 2231-2. NEC Article 625 compliant. For Canada CSA C22.2, No. 280, 281.1, 281.2, CED UL and C-UL listed per UL916 Energy Management Equipment | Beam EV ARC 2020 Product Warranty: 1-year manufacturer warranty warrants the product(s) sold by it to be free from defects in materials and workmanship for a period of 12 months from the date of delivery. Additionally, the manufacturer’s warranties for many major components of the product are passed through to the customer as follows: • Inverter – 10 year limited warranty (5 years on LCD screen and Fans) • Battery – 5 year warranty, plus 5 additional years on the cells only • High power 360w or equivalent PV Modules – 25-year warranty with a maximum performance degradation of 0.25%/yr over the course of 25 years • Wireless Communications – 3-year product warranty • DC-DC Converter – 2-year limited warranty | Contactless Credit Card, RFID, Tap to Pay with Mobile app, call center, roaming | Yes - both | Will meet w/in 6 mos | Included | https://beamforall.com/wp-content/uploads/2021/06/BEAM-EV-ARC-2020-Info-Sheet-v1.1.pdf | Note: The ChargePoint Charger will be NIST-171 compliant within 6 months of the award date. The Sol-Ark inverter may require more time. The EV ARC 2020 generates power with a 4.3kW array and is equipped with a single J-1772 port ChargePoint charger Model CT-4013, and the patented BeamTrak solar tracking system. Included in the base unit price is a 12-month Manufacturer Warranty, 12-months of wireless remote monitoring access and a 12-month subscription to the ChargePoint Cloud Plan. This model allows for specialized pricing policies/access controls and generation of usage/energy reports.
47QMCA22A0004 | BEAM GLOBAL | Beam Global | No - Product is undergoing FedRAMP review and will not be available for ordering through the BPAs until this process is complete and the platform this product operates on receives an ATO designation or it has been determined does not require one. Purchase this product today through GSA Advantage, but agencies will need to evaluate each product at the agency level to ensure it meets all agency-specific privacy, IT, and cyber supply chain requirements. | ARC-CP4023 | N/A | EV ARC 2020 with ChargePoint Networked EV Charger model: CT-4023 | The EV ARC 2020 generates power with a 4.3kW array and is the most powerful model we have ever released. Equipped with our patented BeamTrak solar tracking system. Included in the base unit price is a 12-month Operation & Maintenance Plan with wireless remote monitoring. ChargePoint Networked EV Chargers. Pedestal-mount system equipped with LCD screen and compatible with the ChargePoint Network, allowing for specialized pricing policies/access controls, generation of usage/energy reports, etc. Model: CT-4023-GW1 w/ CT4000 PMGMT Dual plug, type J177 2 with 17 cords, power management control, and power per outlet of 1.9 3.8 kW . Includes Transformer ARC upgrade that stows EV ARC for easier transport. | EA | 65022.02 | 64859.46 | 0.25% | additional 0.75% is offered at 100 units or more on one Purchase Order | 2 ports - 2.88kW - 5.76kW of power per plug | N/A--the EV ARC system is off grid | 91.2% efficiency (solar to charger) | Yes | 2 | SAE J-1772 | Level 2 | 18 ft | RFID, mobile app, contactless credit card | Yes | Standard | Yes | Yes | No | EV ARC systems are off-grid and fit in a standard parking spot; the EV charger is mounted on the EV ARC mounting column. | EV ARC systems are wind rated to 125mph; Inverter UL1741-2010/2018, IEEE1547a-2003/2014, FCC 15 class B, UL1741SA, CA Rule 21, HECO Rule 14H; Solar Panels UL 1703, IEC 61215, IEC 61730; Battery UL1642, BMS and Components Demonstrated to UL2271; EVSE UL and C-UL listed; complies with UL2594, UL2231-1, UL 2231-2. NEC Article 625 compliant. For Canada CSA C22.2, No. 280, 281.1, 281.2, CED UL and C-UL listed per UL916 Energy Management Equipment | Beam EV ARC 2020 Product Warranty: 1-year manufacturer warranty warrants the product(s) sold by it to be free from defects in materials and workmanship for a period of 12 months from the date of delivery. Additionally, the manufacturer’s warranties for many major components of the product are passed through to the customer as follows: • Inverter – 10 year limited warranty (5 years on LCD screen and Fans) • Battery – 5 year warranty, plus 5 additional years on the cells only • High power 360w or equivalent PV Modules – 25-year warranty with a maximum performance degradation of 0.25%/yr over the course of 25 years • Wireless Communications – 3-year product warranty • DC-DC Converter – 2-year limited warranty | Contactless Credit Card, RFID, Tap to Pay with Mobile app, call center, roaming | Yes - both | Will meet w/in 6 mos | Included | https://beamforall.com/wp-content/uploads/2021/06/BEAM-EV-ARC-2020-Info-Sheet-v1.1.pdf | Note: The ChargePoint Charger will be NIST-171 compliant within 6 months of the award date. The Sol-Ark inverter may require more time. The EV ARC 2020 generates power with a 4.3kW array and is equipped with a dual J-1772 port ChargePoint charger Model CT-4023, and the patented BeamTrak solar tracking system. Included in the base unit price is a 12-month Manufacturer Warranty, 12-months of wireless remote monitoring access and a 12-month subscription to the ChargePoint Cloud Plan. This model allows for specialized pricing policies/access controls and generation of usage/energy reports.
47QMCA22A000Y | VERDEK, LLC | FreeWire Technology | No - Product is undergoing FedRAMP review and will not be available for ordering through the BPAs until this process is complete and the platform this product operates on receives an ATO designation or it has been determined does not require one. Purchase this product today through GSA Advantage, but agencies will need to evaluate each product at the agency level to ensure it meets all agency-specific privacy, IT, and cyber supply chain requirements. | EV Oasis | EV Oasis | EV Oasis | Ultrafast EV Charger with Integrated Storage 160KWH capacity, 150KW output Dual CHAdeMO and CCS Combo, 16KW Solar Array, 120 KWH Battery Storage | EA | 543107.15 | 532245.01 | 2% | N/A | 150 | N/A | 95+ | N/A | 2 | CCS & CHAdeMO combo | Level 3 | 18 | RFID, Mobile App, QR Code, Credit Cards including Wex and Voyager | Yes | EV Connect or Chargepoint | Yes | Yes | Yes | Pedestal | UL | 3 Yr Parts | RFID, APP, QR code | Yes - both | Yes | N/A | https://www.verdek.com/pdf/FreeWire_Boost_Charger_datasheet.pdf | A specific link is under construction. We pasted the data sheet in our product overview. The solution off-grid is also a mobile solution; it can be placed on a trailer and be moved to another location. The station has been upgraded from 120KW to 150KW

## CLIN 0005 - EVSE Portable
BPA Number | Organization Name | MANUFACTURER NAME | Available for Order Through BPA Today | MFR PART NO | DEALER PART NO (if applicable) | PRODUCT NAME | PRODUCT DESCRIPTION | UOI | DISCOUNT PRICE OFFERED TO GSA (including IFF) | BPA Price Offered | BPA Discount to MAS | Additional Quantity/Volume Discounts
47QMCA22A0001 | ABM FACILITY SUPPORT SERVICES, LLC | Heliox Technology | Yes | HE9819024-01 | N/A | FAST DC 25kW mobile UL | Mobile DC Fast Charger |  | 29841.47 | 29841.47 | 0%
47QMCA22A0001 | ABM FACILITY SUPPORT SERVICES, LLC | Heliox Technology | Yes | HE9819025-01 | N/A | FAST DC 50kW mobile UL | Mobile DC Fast Charger |  | 46552.69 | 46552.69 | 0%
47QMCA22A0003 | APOLLO SUNGUARD SYSTEMS, INC. | FreeWire Technology | Yes | MOBICHRG 80S | N/A | MOBI EV CHARGER 80S 80KWH MOBILE EV CHA | Mobi EV Charger 80S 80kWh Mobile EV Charger 11kW output, Dual-Port J1772 Self-propelled Drive System, or Trailer-mounted. Capable of grid-tie and island mode. | EA | 63048.36 | 60702.96 | 3.72% | N/A
47QMCA22A0003 | APOLLO SUNGUARD SYSTEMS, INC. | FreeWire Technology | Yes | MOBIGEN 80S | N/A | MOBI EV GEN 80S 80KWH MOBILE EV CHARGER | Mobi EV Gen 80S 80kWh Mobile EV Charger 11kW output, 120V/240V, NEMA 14-50R 240 VAC, NEMA L6-30R 240 VAC (30 A), NEMA L14-30R 240 VAC (30 A), Turnlok CS6369 240 VAC (50 A), 2x NEMA 5-20R 120 V (20 A), Cam-Lok J-Series E1016 240 VAC (50 A), Self-prop | EA | 63048.36 | 60702.96 | 3.72% | N/A
47QMCA22A0004 | BEAM GLOBAL | Beam Global | Yes | ARC-EC1 | N/A | EV ARC 2020 with 1 (one) Enel JuiceBox EV Charger | The EV ARC 2020 generates power with a 4.3kW array and is the most powerful model we have ever released. Equipped with our patented BeamTrak solar tracking system. Included in the base unit price is a 12-month Operation & Maintenance Plan with wireless remote monitoring. Includes Enel JuiceBox EV Charger 1 Plug, type J1772. Includes Transformer ARC upgrade that stows EV ARC for easier transport. | EA | 59965.22 | 59815.31 | 0.25% | additional 0.75% is offered at 100 units or more on one Purchase Order
47QMCA22A0004 | BEAM GLOBAL | Beam Global | Yes | ARC-EC2 | N/A | EV ARC 2020 with 2 (two) Enel JuiceBox EV Chargers | The EV ARC 2020 generates power with a 4.3kW array and is the most powerful model we have ever released. Equipped with our patented BeamTrak solar tracking system. Included in the base unit price is a 12-month Operation & Maintenance Plan with wireless remote monitoring. Includes Enel JuiceBox EV Charger 2 Plugs, type J1772. Includes Transformer ARC upgrade that stows EV ARC for easier transport. | EA | 61718.44 | 61564.14 | 0.25% | additional 0.75% is offered at 100 units or more on one Purchase Order
47QMCA22A0004 | BEAM GLOBAL | Beam Global | Yes | ARC-EC3 | N/A | EV ARC 2020 with 3 (three) Enel JuiceBox EV Chargers | The EV ARC 2020 generates power with a 4.3kW array and is the most powerful model we have ever released. Equipped with our patented BeamTrak solar tracking system. Included in the base unit price is a 12-month Operation & Maintenance Plan with wireless remote monitoring. Includes Enel JuiceBox EV Charger 3 Plugs, type J1772. Includes Transformer ARC upgrade that stows EV ARC for easier transport. | EA | 63471.66 | 63312.98 | 0.25% | additional 0.75% is offered at 100 units or more on one Purchase Order
47QMCA22A0004 | BEAM GLOBAL | Beam Global | Yes | ARC-EC4 | N/A | EV ARC 2020 with 4 (four) Enel JuiceBox EV Chargers | The EV ARC 2020 generates power with a 4.3kW array and is the most powerful model we have ever released. Equipped with our patented BeamTrak solar tracking system. Included in the base unit price is a 12-month Operation & Maintenance Plan with wireless remote monitoring. Includes Enel JuiceBox EV Chargers 4 Plugs, type J1772. Includes Transformer ARC upgrade that stows EV ARC for easier transport. | EA | 65224.88 | 65061.82 | 0.25% | additional 0.75% is offered at 100 units or more on one Purchase Order
47QMCA22A0004 | BEAM GLOBAL | Beam Global | Yes | ARC-EC5 | N/A | EV ARC 2020 with 5 (five) Enel JuiceBox EV Chargers | The EV ARC 2020 generates power with a 4.3kW array and is the most powerful model we have ever released. Equipped with our patented BeamTrak solar tracking system. Included in the base unit price is a 12-month Operation & Maintenance Plan with wireless remote monitoring. Includes Enel JuiceBox EV Chargers 5 Plugs, type J1772. Includes Transformer ARC upgrade that stows EV ARC for easier transport. | EA | 66978.1 | 66810.65 | 0.25% | additional 0.75% is offered at 100 units or more on one Purchase Order
47QMCA22A0004 | BEAM GLOBAL | Beam Global | Yes | ARC-EC6 | N/A | EV ARC 2020 with 6 (six) Enel JuiceBox EV Chargers | The EV ARC 2020 generates power with a 4.3kW array and is the most powerful model we have ever released. Equipped with our patented BeamTrak solar tracking system. Included in the base unit price is a 12-month Operation & Maintenance Plan with wireless remote monitoring. Includes Enel JuiceBox EV Chargers 6 Plugs, type J1772. Includes Transformer ARC upgrade that stows EV ARC for easier transport. | EA | 68731.32 | 68559.49 | 0.25% | additional 0.75% is offered at 100 units or more on one Purchase Order
47QMCA22A0004 | BEAM GLOBAL | Beam Global | Yes | ARC-CP4013 | N/A | EV ARC 2020 with ChargePoint Networked EV Charger model CT-4013 | The EV ARC 2020 generates power with a 4.3kW array and is the most powerful model we have ever released. Equipped with our patented BeamTrak solar tracking system. Included in the base unit price is a 12-month Operation & Maintenance Plan with wireless remote monitoring. ChargePoint Networked EV Chargers. Pedestal-mount system equipped with LCD screen and compatible with the ChargePoint Network, allowing for specialized pricing policies/access controls, generation of usage/energy reports, etc. Model: CT-4013-GW1 One Plug, type J177 with power per outlet of 3.8kW. Includes Transformer ARC upgrade that stows EV ARC for easier transport. | EA | 63181.58 | 63023.63 | 0.25% | additional 0.75% is offered at 100 units or more on one Purchase Order
47QMCA22A0004 | BEAM GLOBAL | Beam Global | Yes | ARC-CP4023 | N/A | EV ARC 2020 with ChargePoint Networked EV Charger model: CT-4023 | The EV ARC 2020 generates power with a 4.3kW array and is the most powerful model we have ever released. Equipped with our patented BeamTrak solar tracking system. Included in the base unit price is a 12-month Operation & Maintenance Plan with wireless remote monitoring. ChargePoint Networked EV Chargers. Pedestal-mount system equipped with LCD screen and compatible with the ChargePoint Network, allowing for specialized pricing policies/access controls, generation of usage/energy reports, etc. Model: CT-4023-GW1 w/ CT4000 PMGMT Dual plug, type J177 2 with 17 cords, power management control, and power per outlet of 1.9 3.8 kW . Includes Transformer ARC upgrade that stows EV ARC for easier transport. | EA | 65022.02 | 64859.46 | 0.25% | additional 0.75% is offered at 100 units or more on one Purchase Order
47QMCA22A0009 | GLOBAL ENTERPRISE, INC. | Livingston Energy Group | Yes | CP MPS 2.5 | CP MPS 2.5 | Portable EV Charging Station | Portable EV Charging Station - 2.5 kW output, Level 1 Charger, Input Current 20A, 10-20ft Charging Cord, 99% Efficiency, Mobile App Authentication, Single output port, Optional Network Charger, SAEJ1772 Vehicle Connector, OCPP Compliant, 5Yr Warranty. | EA | 6217.83 | 5906.94 | 5% | Over 100 / 5%
47QMCA22A000Y | VERDEK, LLC | FreeWire Technology | Yes | Mobi 80S | Mobi 80S | Mobi 80S Storage | Mobi Battery storage 80KWH | EA | 63526.45 | 62255.92 | 2% | N/A

## CLIN 0006 - Site Planning & Anc
BPA Number | Organization Name | Site Planning and EVSE Ancillary Service | Description of What is Included with the Service | Labor Category | DISCOUNT PRICE OFFERED TO GSA (including IFF) | BPA Price Offered | BPA Discount to MAS | Geographic Coverage | Contractor Teaming Agreement | MANUFACTURER NAME | MFR PART NO
47QMCA22A0001 | ABM FACILITY SUPPORT SERVICES, LLC | Activation | Activationivation Fee per Terra DC Wallbox - ABB will remotely Activationivate the unit in our diagnostic system, check for any errors, load latest version of firmware and log unit for warranty Activationivation, any specific customizations that have been purchased by the customer. |  | 252.22 | 252.22 | 0% |  |  | ABB E-mobility Inc | ACDCWB
47QMCA22A0001 | ABM FACILITY SUPPORT SERVICES, LLC | Activation | Activationivation Fee per Terra 94/124/184 - ABB will remotely Activationivate the unit in our diagnostic system, check for any errors, load latest version of firmware and log unit for warranty Activationivation, any specific customizations that have been purchased by the customer. |  | 505.93 | 505.93 | 0% |  |  | ABB E-mobility Inc | Activation1X4
47QMCA22A0001 | ABM FACILITY SUPPORT SERVICES, LLC | Activation | Activationivation Fee per Terra HP - ABB will remotely Activationivate the unit in our diagnostic system, check for any errors, load latest version of firmware and log unit for warranty Activationivation, any specific customizations that have been purchased by the customer. |  | 1008.76 | 1008.76 | 0% |  |  | ABB E-mobility Inc | ActivationHP
47QMCA22A0001 | ABM FACILITY SUPPORT SERVICES, LLC | Activation | Activationivation Fee per Terra 54 or Terra 94 - ABB will remotely Activationivate the unit in our diagnostic system, check for any errors, load latest version of firmware and log unit for warranty Activationivation, any specific customizations that have been purchased by the customer are completed at this time. |  | 252.22 | 252.22 | 0% |  |  | ABB E-mobility Inc | ActivationX4
47QMCA22A0001 | ABM FACILITY SUPPORT SERVICES, LLC | Com | Commissioning Fee per Terra HP (approved service partners trained by ABB can perform their own commissioning) - ABB Certified commissioning channel partners can self perform. |  | 2109.66 | 2109.66 | 0% |  |  | ABB E-mobility Inc | CSATTHP
47QMCA22A0001 | ABM FACILITY SUPPORT SERVICES, LLC | Services | This service includes on-site validation of electrical capacity, transformers, panels, breakers, wiring, cellular coverage so that the station meets all ChargePoint and local code requirements. In addition to verifying and testing the installation, Commissioning also ensures the station is connected to the ChargePoint network, completing software updates and pairing configuration if applicable. In parallel, the ChargePoint Activations team will configure the station and apply policies according to the customers specifications. A final Commissioning Report will be provided to the customer. Note that if Commissioning cannot be performed due to site or installation deficiencies for which ChargePoint is not responsible, the customer will incur a rescheduling fee to cover redeployment costs. Priced per Express CPE250 station. |  | 861.46 | 861.46 | 0% |  |  | ChargePoint | CPE250-COMMISSIONING
47QMCA22A0001 | ABM FACILITY SUPPORT SERVICES, LLC | CPF-ACTIVE | Fleet Application Only - Initial Station Activation & Configuration Service - Activation of cloud services and configuration of radio groups, custom groups, connections, access control, visibility control, pricing, reports and alerts. One time initial service per station port. |  | 95.72 | 95.72 | 0% |  |  | ChargePoint | CPF-ACTIVE
47QMCA22A0001 | ABM FACILITY SUPPORT SERVICES, LLC | CPF-INSTALLVALID | Customer works with their own contractor to perform all construction up to the point where the stations can be bolted down and connected. ChargePoint will then engage an authorized ChargePoint Partner to install the station on the prepared site and perform a Site Validation. This includes validating that the electrical capacity, transformers, panels, breakers, wiring, cellular coverage and station installation all meet ChargePoint published requirements and local codes. Upon successful Site Validation, the customer will be eligible to obtain warranty coverage under a ChargePoint Maintenance plan, sold separately. Note, a failed Site Validation will incur a second validation fee to repeat the validation after the site deficiencies are corrected. Priced per CPF station. |  | 1148.61 | 1148.61 | 0% |  |  | ChargePoint | CPF-INSTALLVALID
47QMCA22A0001 | ABM FACILITY SUPPORT SERVICES, LLC | CPF-INSTALLVALID-CT4k | Customer works with their own contractor to perform all construction up to the point where the stations can be bolted down and connected. ABM will then engage an authorized ChargePoint Partner to install the station on the prepared site and perform a Site Validation. This includes validating that the electrical capacity, transformers, panels, breakers, wiring, cellular coverage and station installation all meet ChargePoint published requirements and local codes. Upon successful Site Validation, the customer will be eligible to obtain warranty coverage under a ChargePoint Maintenance plan, sold separately. Note, a failed Site Validation will incur a second validation fee to repeat the validation after the site deficiencies are corrected. Priced per CPF station. |  | 1148.61 | 1148.61 | 0% |  |  | ChargePoint | CPF-INSTALLVALID-CT4k
47QMCA22A0001 | ABM FACILITY SUPPORT SERVICES, LLC | Services | Initial Station Activation & Configuration Service includes activation of cloud services and configuration of radio groups, custom groups, connections, access control, visibility control, pricing, reports and alerts. One time initial service per station. |  | 334.06 | 334.06 | 0% |  |  | ChargePoint | CPSUPPORT-ACTIVE
47QMCA22A0001 | ABM FACILITY SUPPORT SERVICES, LLC | Services | Initial Station Activation & Configuration Service includes activation of cloud services and configuration of radio groups, custom groups, connections, access control, visibility control, pricing, reports and alerts. One time initial service per station. |  | 334.06 | 334.06 | 0% |  |  | ChargePoint | CPSUPPORT-ACTIVE-CPE250
47QMCA22A0001 | ABM FACILITY SUPPORT SERVICES, LLC | CPSUPPORT-ACTIVE-CT4k | Initial Station Activation & Configuration Service includes activation of cloud services and configuration of radio groups, custom groups, connections, access control, visibility control, pricing, reports and alerts. One time initial service per station. |  | 334.06 | 334.06 | 0% |  |  | ChargePoint | CPSUPPORT-ACTIVE-CT4k
47QMCA22A0001 | ABM FACILITY SUPPORT SERVICES, LLC | CPSUPPORT-SITEVALID | Customer works with their own contractor to perform all construction and station installation services. ChargePoint will then engage an authorized ChargePoint Partner to perform Site Validation of electrical capacity, transformers, panels, breakers, wiring, cellular coverage and that the station installation meets all ChargePoint published requirements and local codes. Upon successful Site Validation, the customer will be eligible to obtain warranty coverage under a ChargePoint Maintenance plan, sold separately. Note, a failed Site Validation will incur a second validation fee to repeat the validation after the site deficiencies are corrected. Priced per AC station. |  | 573.35 | 573.35 | 0% |  |  | ChargePoint | CPSUPPORT-SITEVALID
47QMCA22A0001 | ABM FACILITY SUPPORT SERVICES, LLC | CPSUPPORT-SITEVALID- CT4k | Customer works with their own contractor to perform all construction and station installation services. ABM will then engage an authorized Partner to perform Site Validation of electrical capacity, transformers, panels, breakers, wiring, cellular coverage and that the station installation meets all ChargePoint published requirements and local codes. Upon successful Site Validation, the customer will be eligible to obtain warranty coverage under a ChargePoint Maintenance plan, sold separately. Note, a failed Site Validation will incur a second validation fee to repeat the validation after the site deficiencies are corrected. Priced per AC station. |  | 573.35 | 573.35 | 0% |  |  | ChargePoint | CPSUPPORT-SITEVALID- CT4k
47QMCA22A0001 | ABM FACILITY SUPPORT SERVICES, LLC | Services | Customer works with their own contractor to perform all construction and station installation services. ChargePoint will then engage an authorized ChargePoint Partner to perform Site Validation of electrical capacity, transformers, panels, breakers, wiring, cellular coverage and that the station installation meets all ChargePoint published requirements and local codes. Upon successful Site Validation, the customer will be eligible to obtain warranty coverage under a ChargePoint Maintenance plan, sold separately. Note, a failed Site Validation will incur a second validation fee to repeat the validation after the site deficiencies are corrected. Priced per AC station. |  | 573.35 | 573.35 | 0% |  |  | ChargePoint | CPSUPPORT-SITEVALID-CPE250
47QMCA22A0001 | ABM FACILITY SUPPORT SERVICES, LLC | CT4000-INSTALLVALID | Customer works with their own contractor to perform all construction up to the point where the stations can be bolted down and connected. ABM will then engage an authorized Partner to install the station on the prepared site and perform a Site Validation. This includes validating that the electrical capacity, transformers, panels, breakers, wiring, cellular coverage and station installation all meet ChargePoint published requirements and local codes. Upon successful Site Validation, the customer will be eligible to obtain warranty coverage under a ChargePoint Maintenance plan, sold separately. Note, a failed Site Validation will incur a second validation fee to repeat the validation after the site deficiencies are corrected. Priced per CT4000 station. |  | 1148.61 | 1148.61 | 0% |  |  | ChargePoint | CT4000-INSTALLVALID
47QMCA22A0001 | ABM FACILITY SUPPORT SERVICES, LLC | EXPPRESS SERVICES | The Commissioning service includes on-site validation of electrical capacity, transformers, panels, breakers, wiring, and that the Express Plus Power Block installation meets all ChargePoint published requirements and local codes. A final Commissioning Report will be provided to the customer. Note that if Commissioning cannot be performed to completion due to site or installation deficiencies, the customer will incur a rescheduling fee to repeat the service after site deficiencies are corrected., Configuring this EXPP option requires a ChargePoint Engineer to review the application and approve the right station configuration. |  | 1340.05 | 1340.05 | 0% |  |  | ChargePoint | EXPP-BLOCK-COMMISSIONING
47QMCA22A0001 | ABM FACILITY SUPPORT SERVICES, LLC | EXPPRESS | The Commissioning service includes on-site validation of electrical capacity, transformers, panels, breakers, wiring, cellular coverage and that the station installation meets all ChargePoint published requirements and local codes. In addition to verifying and testing the installation, the Commissioning service includes ensuring the ChargePoint station is connected to the ChargePoint network, to properly establish communications, ensure the software is up to date, and perform pairing configuration, if required. In conjunction with Commissioning, the ChargePoint Activations team will configure the station and apply policies according to the customer’s specifications. A final Commissioning Report will be provided to the customer. Note that if Commissioning cannot be performed to completion due to site or installation deficiencies, the customer will incur a rescheduling fee to repeat the service after site deficiencies are corrected., Configuring this EXPP option requires a ChargePoint Engineer to review the application and approve the right station configuration. |  | 717.88 | 717.88 | 0% |  |  | ChargePoint | EXPP-PL1000-COMMISSIONING
47QMCA22A0001 | ABM FACILITY SUPPORT SERVICES, LLC | EXPRESS - FLEET ONLY | The Commissioning service includes on-site validation of electrical capacity, transformers, panels, breakers, wiring, cellular coverage and that the station installation meets all ChargePoint published requirements and local codes. In addition to verifying and testing the installation, the Commissioning service includes ensuring the ChargePoint station is connected to the ChargePoint network, to properly establish communications, ensure the software is up to date, and perform pairing configuration, if required. In conjunction with Commissioning, the ChargePoint Activations team will configure the station and apply policies according to the customer’s specifications. A final Commissioning Report will be provided to the customer. Note that if Commissioning cannot be performed to completion due to site or installation deficiencies, the customer will incur a rescheduling fee to repeat the service after site deficiencies are corrected., Configuring this EXPP option requires a ChargePoint Engineer to review the application and approve the right station configuration. |  | 1234.05 | 1234.05 | 0% |  |  | ChargePoint | EXPP-PL1000-COMMISSIONING-fleet
47QMCA22A0002 | AMERESCO FEDERAL SOLUTIONS, INC. | EVSE Site Assessment (to include onsite visit) | We will provide a site visit to determine the electrical capacity of the site, identify location of distribution or service lines and the required power supply for the type and quantity of charging stations, risk to potential sites from the impacts of climate change, and provide the optimal location for the EVSE location | Project Engineer | 88.45 | 87.57 | 1%
47QMCA22A0002 | AMERESCO FEDERAL SOLUTIONS, INC. | EVSE Site Assessment (to include onsite visit) | We will provide a site visit to determine the electrical capacity of the site, identify location of distribution or service lines and the required power supply for the type and quantity of charging stations, risk to potential sites from the impacts of climate change, and provide the optimal location for the EVSE location | Project Manager | 122.19 | 120.97 | 1%
47QMCA22A0002 | AMERESCO FEDERAL SOLUTIONS, INC. | EVSE Site Assessment (to include onsite visit) | We will provide a site visit to determine the electrical capacity of the site, identify location of distribution or service lines and the required power supply for the type and quantity of charging stations, risk to potential sites from the impacts of climate change, and provide the optimal location for the EVSE location | Senior Technician | 82.07 | 81.25 | 1%
47QMCA22A0002 | AMERESCO FEDERAL SOLUTIONS, INC. | Permitting/inspection (as applicable) | Identify applicable codes and permitting requirements as well as complete necessary permit application needed for the deployment of EVSE solution. | Electrician | 69.9 | 69.2 | 1%
47QMCA22A0002 | AMERESCO FEDERAL SOLUTIONS, INC. | Permitting/inspection (as applicable) | Identify applicable codes and permitting requirements as well as complete necessary permit application needed for the deployment of EVSE solution. | Project Manager | 122.19 | 120.97 | 1%
47QMCA22A0002 | AMERESCO FEDERAL SOLUTIONS, INC. | Utility Coordination | Design communication plan and outreach specifically catered to the EVSE deployment to encourage collaboration and information sharing. We will work closely with the utility service providor to document common understanding of site needs and objectives to ensure project timelines are met. | Project Manager | 122.19 | 120.97 | 1%
47QMCA22A0002 | AMERESCO FEDERAL SOLUTIONS, INC. | Development of electrical plans | Dedicated in-house team of Professional Engineers will design and deliver electrical plans for the EVSE installation. | Electrician | 69.9 | 67.1 | 4%
47QMCA22A0002 | AMERESCO FEDERAL SOLUTIONS, INC. | Development of electrical plans | Dedicated in-house team of Professional Engineers will design and deliver electrical plans for the EVSE installation. | Project Engineer | 88.45 | 84.91 | 4%
47QMCA22A0002 | AMERESCO FEDERAL SOLUTIONS, INC. | Development of electrical plans | Dedicated in-house team of Professional Engineers will design and deliver electrical plans for the EVSE installation. | Project Manager | 122.19 | 117.3 | 4%
47QMCA22A0002 | AMERESCO FEDERAL SOLUTIONS, INC. | Development of electrical plans | Dedicated in-house team of Professional Engineers will design and deliver electrical plans for the EVSE installation. | Senior Engineer | 118.54 | 113.8 | 4%
47QMCA22A0002 | AMERESCO FEDERAL SOLUTIONS, INC. | Electrical wiring and upgrade of electrical panel | A licensed electrician will perform wiring and upgrade of the electrical panel to enable EVSE installation. All work performed will meet required safety codes. | Electrician | 69.9 | 68.5 | 2%
47QMCA22A0002 | AMERESCO FEDERAL SOLUTIONS, INC. | Electrical wiring and upgrade of electrical panel | A licensed electrician will perform wiring and upgrade of the electrical panel to enable EVSE installation. All work performed will meet required safety codes. | Lead Electrician | 71.43 | 70 | 2%
47QMCA22A0002 | AMERESCO FEDERAL SOLUTIONS, INC. | Electrical wiring and upgrade of electrical panel | A licensed electrician will perform wiring and upgrade of the electrical panel to enable EVSE installation. All work performed will meet required safety codes. | Project Manager | 122.19 | 119.75 | 2%
47QMCA22A0002 | AMERESCO FEDERAL SOLUTIONS, INC. | Site Preparation | Licensed electrician and/or project manager will ensure site is prepared for EVSE installation. Ensuring installation plans are in compliance with all relevant codes. | Electrician | 69.9 | 69.2 | 1%
47QMCA22A0002 | AMERESCO FEDERAL SOLUTIONS, INC. | Site Preparation | Licensed electrician and/or project manager will ensure site is prepared for EVSE installation. Ensuring installation plans are in compliance with all relevant codes. | Lead Electrician | 71.43 | 70.72 | 1%
47QMCA22A0002 | AMERESCO FEDERAL SOLUTIONS, INC. | Site Preparation | Licensed electrician and/or project manager will ensure site is prepared for EVSE installation. Ensuring installation plans are in compliance with all relevant codes. | Project Manager | 122.19 | 120.97 | 1%
47QMCA22A0002 | AMERESCO FEDERAL SOLUTIONS, INC. | Station Activation | Ameresco will follow EVSE manufacturer guidelines to activate the EVSE unit. We will ensure the unit is installed correctly and performing at its rated power levels. | Electrician | 69.9 | 66.41 | 5%
47QMCA22A0002 | AMERESCO FEDERAL SOLUTIONS, INC. | Station Activation | Ameresco will follow EVSE manufacturer guidelines to activate the EVSE unit. We will ensure the unit is installed correctly and performing at its rated power levels. | Lead Electrician | 71.43 | 67.86 | 5%
47QMCA22A0002 | AMERESCO FEDERAL SOLUTIONS, INC. | Station Activation | Ameresco will follow EVSE manufacturer guidelines to activate the EVSE unit. We will ensure the unit is installed correctly and performing at its rated power levels. | Project Manager | 122.19 | 116.08 | 5%
47QMCA22A0002 | AMERESCO FEDERAL SOLUTIONS, INC. | Affixing or Securing Station | Electrician will install EVSE unit in accordance with manufacturing guidelines. | Electrician | 69.9 | 66.41 | 5%
47QMCA22A0002 | AMERESCO FEDERAL SOLUTIONS, INC. | Affixing or Securing Station | Electrician will install EVSE unit in accordance with manufacturing guidelines. | Lead Electrician | 71.43 | 67.86 | 5%
47QMCA22A0002 | AMERESCO FEDERAL SOLUTIONS, INC. | Affixing or Securing Station | Electrician will install EVSE unit in accordance with manufacturing guidelines. | Project Manager | 122.19 | 116.08 | 5%
47QMCA22A0002 | AMERESCO FEDERAL SOLUTIONS, INC. | Solar Station Set-up | Ameresco will follow manufacturer guidelines and ensure the set-up complies with local codes and ordinances. | Electrician | 69.9 | 66.41 | 5%
47QMCA22A0002 | AMERESCO FEDERAL SOLUTIONS, INC. | Solar Station Set-up | Ameresco will follow manufacturer guidelines and ensure the set-up complies with local codes and ordinances. | Lead Electrician | 71.43 | 67.86 | 5%
47QMCA22A0002 | AMERESCO FEDERAL SOLUTIONS, INC. | Solar Station Set-up | Ameresco will follow manufacturer guidelines and ensure the set-up complies with local codes and ordinances. | Project Manager | 122.19 | 116.08 | 5%
47QMCA22A0002 | AMERESCO FEDERAL SOLUTIONS, INC. | Solar Station Site Assessment | Ameresco will conduct a solar analysis and provide locations that are best suited for the proposed solution. | Project Engineer | 88.45 | 84.03 | 5%
47QMCA22A0002 | AMERESCO FEDERAL SOLUTIONS, INC. | Solar Station Site Assessment | Ameresco will conduct a solar analysis and provide locations that are best suited for the proposed solution. | Project Manager | 122.19 | 116.08 | 5%
47QMCA22A0002 | AMERESCO FEDERAL SOLUTIONS, INC. | Solar Station Site Assessment | Ameresco will conduct a solar analysis and provide locations that are best suited for the proposed solution. | Senior Technician | 82.07 | 77.97 | 5%
47QMCA22A0002 | AMERESCO FEDERAL SOLUTIONS, INC. | Basic Installation (when no construction work is required) | Ameresco will produce a detailed workplan and schedule for the installation to ensure the EVSE deployment is ontime and budget. The plan and correspnding installation will factor in the hardware options, program timelines, permitting, and compliance with local, state, and federal building codes practices and regulations. | Commissioning Engineer | 125.83 | 113.25 | 10%
47QMCA22A0002 | AMERESCO FEDERAL SOLUTIONS, INC. | Basic Installation (when no construction work is required) | Ameresco will produce a detailed workplan and schedule for the installation to ensure the EVSE deployment is ontime and budget. The plan and correspnding installation will factor in the hardware options, program timelines, permitting, and compliance with local, state, and federal building codes practices and regulations. | Electrician | 69.9 | 62.91 | 10%
47QMCA22A0002 | AMERESCO FEDERAL SOLUTIONS, INC. | Basic Installation (when no construction work is required) | Ameresco will produce a detailed workplan and schedule for the installation to ensure the EVSE deployment is ontime and budget. The plan and correspnding installation will factor in the hardware options, program timelines, permitting, and compliance with local, state, and federal building codes practices and regulations. | Lead Electrician | 71.43 | 64.29 | 10%
47QMCA22A0002 | AMERESCO FEDERAL SOLUTIONS, INC. | Basic Installation (when no construction work is required) | Ameresco will produce a detailed workplan and schedule for the installation to ensure the EVSE deployment is ontime and budget. The plan and correspnding installation will factor in the hardware options, program timelines, permitting, and compliance with local, state, and federal building codes practices and regulations. | Project Manager | 122.19 | 109.97 | 10%
47QMCA22A0002 | AMERESCO FEDERAL SOLUTIONS, INC. | Consulting Services | Ameresco's internal subject matter experts will offer guidance on the location, type and quantity of EVSE for deployment. Team will conduct an analysis and investigation to uncover host site factors that could impact station utlization and costs and provide recommended solution for each project. | Project Manager | 122.19 | 118.52 | 3%
47QMCA22A0003 | APOLLO SUNGUARD SYSTEMS, INC. | Basic Installation (when no construction work is required) | CPE 250 INSTALL VALIDATION – ChargePoint - CPE250-INSTALLVALID Customer works with their own contractor to perform the all construction to the point where the stations can be bolted down and connected. ChargePoint will engage one of their O&M Partners to install the station on the prepared site and validation of electrical capacity, transformers, panels, breakers, wiring, cellular coverage and that station installation meets all ChargePoint published requirements and local codes. A successful Site Validation is a prerequisite to purchase ChargePoint Assure. CPE250-INSTALLVALID is priced per CPE250 station (Not applicable for Express Plus installations). | N/A | 3356.38 | 3231.52 | 3.72%
47QMCA22A0003 | APOLLO SUNGUARD SYSTEMS, INC. | Basic Installation (when no construction work is required) | INSTALL VALIDATION – ChargePoint - CPF-INSTALLVALID Customer works with their own contractor to perform all construction to the point where the stations can be bolted down and connected. ChargePoint will engage one of their O&M Partners to install the station on the prepared site and validation of electrical capacity, transformers, panels, breakers, wiring, cellular coverage and that station installation meets all ChargePoint published requirements and local codes. A successful Site Validation is a prerequisite to purchase ChargePoint Assure. INSTALLVALID is priced per station. CPFXX Dual stations require one INSTALLVALID per dual station. | N/A | 1150.76 | 1107.95 | 3.72%
47QMCA22A0003 | APOLLO SUNGUARD SYSTEMS, INC. | Basic Installation (when no construction work is required) | INSTALL VALIDATION – ChargePoint - CT4000-INSTALLVALID Customer works with their own contractor to perform all construction to the point where the stations can be bolted down and connected. ChargePoint will engage one of their O&M Partners to install the station on the prepared site and validation of electrical capacity, transformers, panels, breakers, wiring, cellular coverage and that station installation meets all ChargePoint published requirements and local codes. A successful Site Validation is a prerequisite to purchase ChargePoint Assure. INSTALLVALID is priced per station. | N/A | 1150.76 | 1107.95 | 3.72%
47QMCA22A0003 | APOLLO SUNGUARD SYSTEMS, INC. | Basic Installation (when no construction work is required) | SITE VALIDATION – ChargePoint - CPSUPPORT-SITEVALID On-site validation for a customer not using an O&M Partner or self-validating Channel Partner to perform the construction and station installation: used to validate the installation has been performed per ChargePoint published requirements. The on-site validation consists of checking electrical capacity, transformers, panels, breakers, wiring, cellular coverage, and that the station installation meets all ChargePoint published requirements and local codes. A site is defined as a group of stations that are installed within 150 feet of each other. A successful Site Validation is a prerequisite to purchase ChargePoint Assure. CPSUPPORT-SITEVALID is priced for up to 5 stations that exist within the same 150 feet group of stations. | N/A | 574.42 | 553.05 | 3.72%
47QMCA22A0006 | DISTRICT FLEET, LLC | EVSE Site Assessment (to include onsite visit) | Travel to site to identify/determine: installation location; electrical service requirements and availability; specific site requirements (communications, security, billing, use case, unique specifications); requirements of approval authorities; electrical utility tariff cost analysis; safety analysis; traffic analysis; design basis development. | Electrician, Maintenance** |  |  | 2% | Domestic United States | TechFlow (47QTCA19D0048)
47QMCA22A0006 | DISTRICT FLEET, LLC | EVSE Site Assessment (to include onsite visit) | Travel to site to identify/determine: installation location; electrical service requirements and availability; specific site requirements (communications, security, billing, use case, unique specifications); requirements of approval authorities; electrical utility tariff cost analysis; safety analysis; traffic analysis; design basis development. | Engineering Technician VI** |  |  | 2% | Domestic United States | TechFlow (47QTCA19D0048)
47QMCA22A0006 | DISTRICT FLEET, LLC | EVSE Site Assessment (to include onsite visit) | Travel to site to identify/determine: installation location; electrical service requirements and availability; specific site requirements (communications, security, billing, use case, unique specifications); requirements of approval authorities; electrical utility tariff cost analysis; safety analysis; traffic analysis; design basis development. | Project Manager |  |  | 2% | Domestic United States | TechFlow (47QTCA19D0048)
47QMCA22A0006 | DISTRICT FLEET, LLC | Permitting/inspection (as applicable) | Engaging all Authorities Having Jurisdiction (AHJ) to identify applicable permits, inspections, and submittal processes required to achieve approval. Prepare and submit all necessary permit application documentation. Coordinate all necessary inspections and address any findings. | Deputy Project Manager |  |  | 2% | Domestic United States | TechFlow (47QTCA19D0048)
47QMCA22A0006 | DISTRICT FLEET, LLC | Permitting/inspection (as applicable) | Engaging all Authorities Having Jurisdiction (AHJ) to identify applicable permits, inspections, and submittal processes required to achieve approval. Prepare and submit all necessary permit application documentation. Coordinate all necessary inspections and address any findings. | Engineering Technician VI** |  |  | 2% | Domestic United States | TechFlow (47QTCA19D0048)
47QMCA22A0006 | DISTRICT FLEET, LLC | Permitting/inspection (as applicable) | Engaging all Authorities Having Jurisdiction (AHJ) to identify applicable permits, inspections, and submittal processes required to achieve approval. Prepare and submit all necessary permit application documentation. Coordinate all necessary inspections and address any findings. | Project Manager |  |  | 2% | Domestic United States | TechFlow (47QTCA19D0048)
47QMCA22A0006 | DISTRICT FLEET, LLC | Utility Coordination | Coordinate with local electrical utility to: identify requirements, prepare and submit approval packages; review and address feedback; schedule / coordinate field work; identify appropriate tariffs for cost analysis. | Deputy Project Manager |  |  | 2% | Domestic United States | TechFlow (47QTCA19D0048)
47QMCA22A0006 | DISTRICT FLEET, LLC | Utility Coordination | Coordinate with local electrical utility to: identify requirements, prepare and submit approval packages; review and address feedback; schedule / coordinate field work; identify appropriate tariffs for cost analysis. | Project Manager |  |  | 2% | Domestic United States | TechFlow (47QTCA19D0048)
47QMCA22A0006 | DISTRICT FLEET, LLC | Development of electrical plans | Develop conceptual, preliminary, and final design drawings necessary to gain approvals from local electrical utility, AHJs, and site representatives | Deputy Project Manager |  |  | 2% | Domestic United States | TechFlow (47QTCA19D0048)
47QMCA22A0006 | DISTRICT FLEET, LLC | Development of electrical plans | Develop conceptual, preliminary, and final design drawings necessary to gain approvals from local electrical utility, AHJs, and site representatives | Drafter/CAD Operator IV** |  |  | 2% | Domestic United States | TechFlow (47QTCA19D0048)
47QMCA22A0006 | DISTRICT FLEET, LLC | Development of electrical plans | Develop conceptual, preliminary, and final design drawings necessary to gain approvals from local electrical utility, AHJs, and site representatives | Engineering Technician VI** |  |  | 2% | Domestic United States | TechFlow (47QTCA19D0048)
47QMCA22A0006 | DISTRICT FLEET, LLC | Development of electrical plans | Develop conceptual, preliminary, and final design drawings necessary to gain approvals from local electrical utility, AHJs, and site representatives | Project Manager |  |  | 2% | Domestic United States | TechFlow (47QTCA19D0048)
47QMCA22A0006 | DISTRICT FLEET, LLC | Development of electrical plans | Develop conceptual, preliminary, and final design drawings necessary to gain approvals from local electrical utility, AHJs, and site representatives | Quality Manager |  |  | 2% | Domestic United States | TechFlow (47QTCA19D0048)
47QMCA22A0006 | DISTRICT FLEET, LLC | Electrical wiring and upgrade of electrical panel | Install and/or modify electrical services as needed based upon approved electrical plans. | Electrician, Maintenance** |  |  | 2% | Domestic United States | TechFlow (47QTCA19D0048)
47QMCA22A0006 | DISTRICT FLEET, LLC | Electrical wiring and upgrade of electrical panel | Install and/or modify electrical services as needed based upon approved electrical plans. | Engineering Technician VI** |  |  | 2% | Domestic United States | TechFlow (47QTCA19D0048)
47QMCA22A0006 | DISTRICT FLEET, LLC | Electrical wiring and upgrade of electrical panel | Install and/or modify electrical services as needed based upon approved electrical plans. | Project Manager |  |  | 2% | Domestic United States | TechFlow (47QTCA19D0048)
47QMCA22A0006 | DISTRICT FLEET, LLC | Electrical wiring and upgrade of electrical panel | Install and/or modify electrical services as needed based upon approved electrical plans. | Quality Manager |  |  | 2% | Domestic United States | TechFlow (47QTCA19D0048)
47QMCA22A0006 | DISTRICT FLEET, LLC | Site Preparation | Extend conduits and conductors between electrical panel and EVSEs. Prepare concrete pads and bollards for EVSE installation. | Electrician, Maintenance** |  |  | 2% | Domestic United States | TechFlow (47QTCA19D0048)
47QMCA22A0006 | DISTRICT FLEET, LLC | Site Preparation | Extend conduits and conductors between electrical panel and EVSEs. Prepare concrete pads and bollards for EVSE installation. | Engineering Technician VI** |  |  | 2% | Domestic United States | TechFlow (47QTCA19D0048)
47QMCA22A0006 | DISTRICT FLEET, LLC | Site Preparation | Extend conduits and conductors between electrical panel and EVSEs. Prepare concrete pads and bollards for EVSE installation. | Project Manager |  |  | 2% | Domestic United States | TechFlow (47QTCA19D0048)
47QMCA22A0006 | DISTRICT FLEET, LLC | Site Preparation | Extend conduits and conductors between electrical panel and EVSEs. Prepare concrete pads and bollards for EVSE installation. | Quality Manager |  |  | 2% | Domestic United States | TechFlow (47QTCA19D0048)
47QMCA22A0006 | DISTRICT FLEET, LLC | Station Activation | Terminate conductors at electrical panel and EVSE. Commission all installed equipment. | Electrician, Maintenance** |  |  | 2% | Domestic United States | TechFlow (47QTCA19D0048)
47QMCA22A0006 | DISTRICT FLEET, LLC | Station Activation | Terminate conductors at electrical panel and EVSE. Commission all installed equipment. | Engineering Technician VI** |  |  | 2% | Domestic United States | TechFlow (47QTCA19D0048)
47QMCA22A0006 | DISTRICT FLEET, LLC | Station Activation | Terminate conductors at electrical panel and EVSE. Commission all installed equipment. | Quality Manager |  |  | 2% | Domestic United States | TechFlow (47QTCA19D0048)
47QMCA22A0006 | DISTRICT FLEET, LLC | Affixing or Securing Station | Install anchors and mount EVSE to concrete pad. | Electrician, Maintenance** |  |  | 2% | Domestic United States | TechFlow (47QTCA19D0048)
47QMCA22A0006 | DISTRICT FLEET, LLC | Solar Station Set-up | Mounting and installation of solar station. Configuration and commissioning of solar station for communications, reporting, and electrical infrastructure. | Electrician, Maintenance** |  |  | 2% | Domestic United States | TechFlow (47QTCA19D0048)
47QMCA22A0006 | DISTRICT FLEET, LLC | Solar Station Set-up | Mounting and installation of solar station. Configuration and commissioning of solar station for communications, reporting, and electrical infrastructure. | Engineering Technician VI** |  |  | 2% | Domestic United States | TechFlow (47QTCA19D0048)
47QMCA22A0006 | DISTRICT FLEET, LLC | Solar Station Set-up | Mounting and installation of solar station. Configuration and commissioning of solar station for communications, reporting, and electrical infrastructure. | Project Manager |  |  | 2% | Domestic United States | TechFlow (47QTCA19D0048)
47QMCA22A0006 | DISTRICT FLEET, LLC | Solar Station Set-up | Mounting and installation of solar station. Configuration and commissioning of solar station for communications, reporting, and electrical infrastructure. | Quality Manager |  |  | 2% | Domestic United States | TechFlow (47QTCA19D0048)
47QMCA22A0006 | DISTRICT FLEET, LLC | Solar Station Site Assessment | Conduct site visit to identify / determine recommended solar station size based upon: available areas for solar installation, available and required electrical service; solar production study and analysis; electrical infrastructure upgrades and required hardware; economic analysis based upon site capabilities, loading, and tariff restrictions. | Electrician, Maintenance** |  |  | 2% | Domestic United States | TechFlow (47QTCA19D0048)
47QMCA22A0006 | DISTRICT FLEET, LLC | Solar Station Site Assessment | Conduct site visit to identify / determine recommended solar station size based upon: available areas for solar installation, available and required electrical service; solar production study and analysis; electrical infrastructure upgrades and required hardware; economic analysis based upon site capabilities, loading, and tariff restrictions. | Engineering Technician VI** |  |  | 2% | Domestic United States | TechFlow (47QTCA19D0048)
47QMCA22A0006 | DISTRICT FLEET, LLC | Solar Station Site Assessment | Conduct site visit to identify / determine recommended solar station size based upon: available areas for solar installation, available and required electrical service; solar production study and analysis; electrical infrastructure upgrades and required hardware; economic analysis based upon site capabilities, loading, and tariff restrictions. | Project Manager |  |  | 2% | Domestic United States | TechFlow (47QTCA19D0048)
47QMCA22A0006 | DISTRICT FLEET, LLC | Basic Installation (when no construction work is required) | Set charger, terminate EVSE and upstream conductors. Commission EVSE. | Electrician, Maintenance** |  |  | 2% | Domestic United States | TechFlow (47QTCA19D0048)
47QMCA22A0006 | DISTRICT FLEET, LLC | Basic Installation (when no construction work is required) | Set charger, terminate EVSE and upstream conductors. Commission EVSE. | Engineering Technician VI** |  |  | 2% | Domestic United States | TechFlow (47QTCA19D0048)
47QMCA22A0006 | DISTRICT FLEET, LLC | Basic Installation (when no construction work is required) | Set charger, terminate EVSE and upstream conductors. Commission EVSE. | Project Manager |  |  | 2% | Domestic United States | TechFlow (47QTCA19D0048)
47QMCA22A0006 | DISTRICT FLEET, LLC | Basic Installation (when no construction work is required) | Set charger, terminate EVSE and upstream conductors. Commission EVSE. | Quality Manager |  |  | 2% | Domestic United States | TechFlow (47QTCA19D0048)
47QMCA22A0006 | DISTRICT FLEET, LLC | Other - OLM | Site dependent, requires site assessment. | Site dependent, requires site assessment. |  |  | 2% | Domestic United States | TechFlow (47QTCA19D0048)
47QMCA22A0007 | EATON CORPORATION | EVSE Site Assessment (to include onsite visit) | A site visit with Eaton and customer stakeholders to understand the basic scope and site requirements for EV charger installation. Data collection with the customer may occur as part of this scope. This will usually be performed by a Project Manager, Field Service Specilaist, or Power Automation or System Engineer. However, each site is different and may require a unique approach. Per task order requirements, any labor category may be utilized to deliver a complete solution to the customer per GSA Contract #GS-06F-0023R. | In-Shop Technician | 134.71 | 134.71 | 0% | High Cost Area's (HCA): For work performed in Puerto Rico, US Virgin Islands and the metropolitan areas of Los Angeles, CA; San Diego, CA; San Francisco, CA; Detroit, MI; Boston, MA; Chicago, IL; New York, NY, Seattle, WA; Philadelphia, PA (add 15% to each applicable rate classification per GSA Contract GS-06F-0023R). Adders for Overtime and Premium Time apply per GSA Contract GS-06F-0023R.
47QMCA22A0007 | EATON CORPORATION | EVSE Site Assessment (to include onsite visit) | A site visit with Eaton and customer stakeholders to understand the basic scope and site requirements for EV charger installation. Data collection with the customer may occur as part of this scope. This will usually be performed by a Project Manager, Field Service Specilaist, or Power Automation or System Engineer. However, each site is different and may require a unique approach. Per task order requirements, any labor category may be utilized to deliver a complete solution to the customer per GSA Contract #GS-06F-0023R. | Field Service Technician | 163.63 | 163.63 | 0% | High Cost Area's (HCA): For work performed in Puerto Rico, US Virgin Islands and the metropolitan areas of Los Angeles, CA; San Diego, CA; San Francisco, CA; Detroit, MI; Boston, MA; Chicago, IL; New York, NY, Seattle, WA; Philadelphia, PA (add 15% to each applicable rate classification per GSA Contract GS-06F-0023R). Adders for Overtime and Premium Time apply per GSA Contract GS-06F-0023R.
47QMCA22A0007 | EATON CORPORATION | EVSE Site Assessment (to include onsite visit) | A site visit with Eaton and customer stakeholders to understand the basic scope and site requirements for EV charger installation. Data collection with the customer may occur as part of this scope. This will usually be performed by a Project Manager, Field Service Specilaist, or Power Automation or System Engineer. However, each site is different and may require a unique approach. Per task order requirements, any labor category may be utilized to deliver a complete solution to the customer per GSA Contract #GS-06F-0023R. | Field Service Specialist | 206.65 | 206.65 | 0% | High Cost Area's (HCA): For work performed in Puerto Rico, US Virgin Islands and the metropolitan areas of Los Angeles, CA; San Diego, CA; San Francisco, CA; Detroit, MI; Boston, MA; Chicago, IL; New York, NY, Seattle, WA; Philadelphia, PA (add 15% to each applicable rate classification per GSA Contract GS-06F-0023R). Adders for Overtime and Premium Time apply per GSA Contract GS-06F-0023R.
47QMCA22A0007 | EATON CORPORATION | EVSE Site Assessment (to include onsite visit) | A site visit with Eaton and customer stakeholders to understand the basic scope and site requirements for EV charger installation. Data collection with the customer may occur as part of this scope. This will usually be performed by a Project Manager, Field Service Specilaist, or Power Automation or System Engineer. However, each site is different and may require a unique approach. Per task order requirements, any labor category may be utilized to deliver a complete solution to the customer per GSA Contract #GS-06F-0023R. | Power Automation Specialist | 273.65 | 273.65 | 0% | High Cost Area's (HCA): For work performed in Puerto Rico, US Virgin Islands and the metropolitan areas of Los Angeles, CA; San Diego, CA; San Francisco, CA; Detroit, MI; Boston, MA; Chicago, IL; New York, NY, Seattle, WA; Philadelphia, PA (add 15% to each applicable rate classification per GSA Contract GS-06F-0023R). Adders for Overtime and Premium Time apply per GSA Contract GS-06F-0023R.
47QMCA22A0007 | EATON CORPORATION | EVSE Site Assessment (to include onsite visit) | A site visit with Eaton and customer stakeholders to understand the basic scope and site requirements for EV charger installation. Data collection with the customer may occur as part of this scope. This will usually be performed by a Project Manager, Field Service Specilaist, or Power Automation or System Engineer. However, each site is different and may require a unique approach. Per task order requirements, any labor category may be utilized to deliver a complete solution to the customer per GSA Contract #GS-06F-0023R. | Special Consultant/Forensic Analysis | 355.47 | 355.47 | 0% | High Cost Area's (HCA): For work performed in Puerto Rico, US Virgin Islands and the metropolitan areas of Los Angeles, CA; San Diego, CA; San Francisco, CA; Detroit, MI; Boston, MA; Chicago, IL; New York, NY, Seattle, WA; Philadelphia, PA (add 15% to each applicable rate classification per GSA Contract GS-06F-0023R). Adders for Overtime and Premium Time apply per GSA Contract GS-06F-0023R.
47QMCA22A0007 | EATON CORPORATION | EVSE Site Assessment (to include onsite visit) | A site visit with Eaton and customer stakeholders to understand the basic scope and site requirements for EV charger installation. Data collection with the customer may occur as part of this scope. This will usually be performed by a Project Manager, Field Service Specilaist, or Power Automation or System Engineer. However, each site is different and may require a unique approach. Per task order requirements, any labor category may be utilized to deliver a complete solution to the customer per GSA Contract #GS-06F-0023R. | CAD Technician | 114.26 | 114.26 | 0% | High Cost Area's (HCA): For work performed in Puerto Rico, US Virgin Islands and the metropolitan areas of Los Angeles, CA; San Diego, CA; San Francisco, CA; Detroit, MI; Boston, MA; Chicago, IL; New York, NY, Seattle, WA; Philadelphia, PA (add 15% to each applicable rate classification per GSA Contract GS-06F-0023R). Adders for Overtime and Premium Time apply per GSA Contract GS-06F-0023R.
47QMCA22A0007 | EATON CORPORATION | EVSE Site Assessment (to include onsite visit) | A site visit with Eaton and customer stakeholders to understand the basic scope and site requirements for EV charger installation. Data collection with the customer may occur as part of this scope. This will usually be performed by a Project Manager, Field Service Specilaist, or Power Automation or System Engineer. However, each site is different and may require a unique approach. Per task order requirements, any labor category may be utilized to deliver a complete solution to the customer per GSA Contract #GS-06F-0023R. | Power System Engineer | 273.65 | 273.65 | 0% | High Cost Area's (HCA): For work performed in Puerto Rico, US Virgin Islands and the metropolitan areas of Los Angeles, CA; San Diego, CA; San Francisco, CA; Detroit, MI; Boston, MA; Chicago, IL; New York, NY, Seattle, WA; Philadelphia, PA (add 15% to each applicable rate classification per GSA Contract GS-06F-0023R). Adders for Overtime and Premium Time apply per GSA Contract GS-06F-0023R.
47QMCA22A0007 | EATON CORPORATION | EVSE Site Assessment (to include onsite visit) | A site visit with Eaton and customer stakeholders to understand the basic scope and site requirements for EV charger installation. Data collection with the customer may occur as part of this scope. This will usually be performed by a Project Manager, Field Service Specilaist, or Power Automation or System Engineer. However, each site is different and may require a unique approach. Per task order requirements, any labor category may be utilized to deliver a complete solution to the customer per GSA Contract #GS-06F-0023R. | Construction Manager | 228.51 | 228.51 | 0% | High Cost Area's (HCA): For work performed in Puerto Rico, US Virgin Islands and the metropolitan areas of Los Angeles, CA; San Diego, CA; San Francisco, CA; Detroit, MI; Boston, MA; Chicago, IL; New York, NY, Seattle, WA; Philadelphia, PA (add 15% to each applicable rate classification per GSA Contract GS-06F-0023R). Adders for Overtime and Premium Time apply per GSA Contract GS-06F-0023R.
47QMCA22A0007 | EATON CORPORATION | EVSE Site Assessment (to include onsite visit) | A site visit with Eaton and customer stakeholders to understand the basic scope and site requirements for EV charger installation. Data collection with the customer may occur as part of this scope. This will usually be performed by a Project Manager, Field Service Specilaist, or Power Automation or System Engineer. However, each site is different and may require a unique approach. Per task order requirements, any labor category may be utilized to deliver a complete solution to the customer per GSA Contract #GS-06F-0023R. | Design Engineer | 228.51 | 228.51 | 0% | High Cost Area's (HCA): For work performed in Puerto Rico, US Virgin Islands and the metropolitan areas of Los Angeles, CA; San Diego, CA; San Francisco, CA; Detroit, MI; Boston, MA; Chicago, IL; New York, NY, Seattle, WA; Philadelphia, PA (add 15% to each applicable rate classification per GSA Contract GS-06F-0023R). Adders for Overtime and Premium Time apply per GSA Contract GS-06F-0023R.
47QMCA22A0007 | EATON CORPORATION | EVSE Site Assessment (to include onsite visit) | A site visit with Eaton and customer stakeholders to understand the basic scope and site requirements for EV charger installation. Data collection with the customer may occur as part of this scope. This will usually be performed by a Project Manager, Field Service Specilaist, or Power Automation or System Engineer. However, each site is different and may require a unique approach. Per task order requirements, any labor category may be utilized to deliver a complete solution to the customer per GSA Contract #GS-06F-0023R. | Scheduler | 228.51 | 228.51 | 0% | High Cost Area's (HCA): For work performed in Puerto Rico, US Virgin Islands and the metropolitan areas of Los Angeles, CA; San Diego, CA; San Francisco, CA; Detroit, MI; Boston, MA; Chicago, IL; New York, NY, Seattle, WA; Philadelphia, PA (add 15% to each applicable rate classification per GSA Contract GS-06F-0023R). Adders for Overtime and Premium Time apply per GSA Contract GS-06F-0023R.
47QMCA22A0007 | EATON CORPORATION | EVSE Site Assessment (to include onsite visit) | A site visit with Eaton and customer stakeholders to understand the basic scope and site requirements for EV charger installation. Data collection with the customer may occur as part of this scope. This will usually be performed by a Project Manager, Field Service Specilaist, or Power Automation or System Engineer. However, each site is different and may require a unique approach. Per task order requirements, any labor category may be utilized to deliver a complete solution to the customer per GSA Contract #GS-06F-0023R. | Principal Engineer | 273.65 | 273.65 | 0% | High Cost Area's (HCA): For work performed in Puerto Rico, US Virgin Islands and the metropolitan areas of Los Angeles, CA; San Diego, CA; San Francisco, CA; Detroit, MI; Boston, MA; Chicago, IL; New York, NY, Seattle, WA; Philadelphia, PA (add 15% to each applicable rate classification per GSA Contract GS-06F-0023R). Adders for Overtime and Premium Time apply per GSA Contract GS-06F-0023R.
47QMCA22A0007 | EATON CORPORATION | EVSE Site Assessment (to include onsite visit) | A site visit with Eaton and customer stakeholders to understand the basic scope and site requirements for EV charger installation. Data collection with the customer may occur as part of this scope. This will usually be performed by a Project Manager, Field Service Specilaist, or Power Automation or System Engineer. However, each site is different and may require a unique approach. Per task order requirements, any labor category may be utilized to deliver a complete solution to the customer per GSA Contract #GS-06F-0023R. | Safety Specialist | 273.65 | 273.65 | 0% | High Cost Area's (HCA): For work performed in Puerto Rico, US Virgin Islands and the metropolitan areas of Los Angeles, CA; San Diego, CA; San Francisco, CA; Detroit, MI; Boston, MA; Chicago, IL; New York, NY, Seattle, WA; Philadelphia, PA (add 15% to each applicable rate classification per GSA Contract GS-06F-0023R). Adders for Overtime and Premium Time apply per GSA Contract GS-06F-0023R.
47QMCA22A0007 | EATON CORPORATION | EVSE Site Assessment (to include onsite visit) | A site visit with Eaton and customer stakeholders to understand the basic scope and site requirements for EV charger installation. Data collection with the customer may occur as part of this scope. This will usually be performed by a Project Manager, Field Service Specilaist, or Power Automation or System Engineer. However, each site is different and may require a unique approach. Per task order requirements, any labor category may be utilized to deliver a complete solution to the customer per GSA Contract #GS-06F-0023R. | Quality Specialist | 273.65 | 273.65 | 0% | High Cost Area's (HCA): For work performed in Puerto Rico, US Virgin Islands and the metropolitan areas of Los Angeles, CA; San Diego, CA; San Francisco, CA; Detroit, MI; Boston, MA; Chicago, IL; New York, NY, Seattle, WA; Philadelphia, PA (add 15% to each applicable rate classification per GSA Contract GS-06F-0023R). Adders for Overtime and Premium Time apply per GSA Contract GS-06F-0023R.
47QMCA22A0007 | EATON CORPORATION | EVSE Site Assessment (to include onsite visit) | A site visit with Eaton and customer stakeholders to understand the basic scope and site requirements for EV charger installation. Data collection with the customer may occur as part of this scope. This will usually be performed by a Project Manager, Field Service Specilaist, or Power Automation or System Engineer. However, each site is different and may require a unique approach. Per task order requirements, any labor category may be utilized to deliver a complete solution to the customer per GSA Contract #GS-06F-0023R. | Project Manager | 273.65 | 273.65 | 0% | High Cost Area's (HCA): For work performed in Puerto Rico, US Virgin Islands and the metropolitan areas of Los Angeles, CA; San Diego, CA; San Francisco, CA; Detroit, MI; Boston, MA; Chicago, IL; New York, NY, Seattle, WA; Philadelphia, PA (add 15% to each applicable rate classification per GSA Contract GS-06F-0023R). Adders for Overtime and Premium Time apply per GSA Contract GS-06F-0023R.
47QMCA22A0007 | EATON CORPORATION | EVSE Site Assessment (to include onsite visit) | A site visit with Eaton and customer stakeholders to understand the basic scope and site requirements for EV charger installation. Data collection with the customer may occur as part of this scope. This will usually be performed by a Project Manager, Field Service Specilaist, or Power Automation or System Engineer. However, each site is different and may require a unique approach. Per task order requirements, any labor category may be utilized to deliver a complete solution to the customer per GSA Contract #GS-06F-0023R. | Excitation Specialist | 355.47 | 355.47 | 0% | High Cost Area's (HCA): For work performed in Puerto Rico, US Virgin Islands and the metropolitan areas of Los Angeles, CA; San Diego, CA; San Francisco, CA; Detroit, MI; Boston, MA; Chicago, IL; New York, NY, Seattle, WA; Philadelphia, PA (add 15% to each applicable rate classification per GSA Contract GS-06F-0023R). Adders for Overtime and Premium Time apply per GSA Contract GS-06F-0023R.
47QMCA22A0007 | EATON CORPORATION | EVSE Site Assessment (to include onsite visit) | A site visit with Eaton and customer stakeholders to understand the basic scope and site requirements for EV charger installation. Data collection with the customer may occur as part of this scope. This will usually be performed by a Project Manager, Field Service Specilaist, or Power Automation or System Engineer. However, each site is different and may require a unique approach. Per task order requirements, any labor category may be utilized to deliver a complete solution to the customer per GSA Contract #GS-06F-0023R. | UPS Customer Service Engineer | 295.21 | 295.21 | 0% | High Cost Area's (HCA): For work performed in Puerto Rico, US Virgin Islands and the metropolitan areas of Los Angeles, CA; San Diego, CA; San Francisco, CA; Detroit, MI; Boston, MA; Chicago, IL; New York, NY, Seattle, WA; Philadelphia, PA (add 15% to each applicable rate classification per GSA Contract GS-06F-0023R). Adders for Overtime and Premium Time apply per GSA Contract GS-06F-0023R.
47QMCA22A0007 | EATON CORPORATION | EVSE Site Assessment (to include onsite visit) | A site visit with Eaton and customer stakeholders to understand the basic scope and site requirements for EV charger installation. Data collection with the customer may occur as part of this scope. This will usually be performed by a Project Manager, Field Service Specilaist, or Power Automation or System Engineer. However, each site is different and may require a unique approach. Per task order requirements, any labor category may be utilized to deliver a complete solution to the customer per GSA Contract #GS-06F-0023R. | Foreman | 138.69 | 138.69 | 0% | High Cost Area's (HCA): For work performed in Puerto Rico, US Virgin Islands and the metropolitan areas of Los Angeles, CA; San Diego, CA; San Francisco, CA; Detroit, MI; Boston, MA; Chicago, IL; New York, NY, Seattle, WA; Philadelphia, PA (add 15% to each applicable rate classification per GSA Contract GS-06F-0023R). Adders for Overtime and Premium Time apply per GSA Contract GS-06F-0023R.
47QMCA22A0007 | EATON CORPORATION | EVSE Site Assessment (to include onsite visit) | A site visit with Eaton and customer stakeholders to understand the basic scope and site requirements for EV charger installation. Data collection with the customer may occur as part of this scope. This will usually be performed by a Project Manager, Field Service Specilaist, or Power Automation or System Engineer. However, each site is different and may require a unique approach. Per task order requirements, any labor category may be utilized to deliver a complete solution to the customer per GSA Contract #GS-06F-0023R. | Electrician | 130.98 | 130.98 | 0% | High Cost Area's (HCA): For work performed in Puerto Rico, US Virgin Islands and the metropolitan areas of Los Angeles, CA; San Diego, CA; San Francisco, CA; Detroit, MI; Boston, MA; Chicago, IL; New York, NY, Seattle, WA; Philadelphia, PA (add 15% to each applicable rate classification per GSA Contract GS-06F-0023R). Adders for Overtime and Premium Time apply per GSA Contract GS-06F-0023R.
47QMCA22A0007 | EATON CORPORATION | EVSE Site Assessment (to include onsite visit) | A site visit with Eaton and customer stakeholders to understand the basic scope and site requirements for EV charger installation. Data collection with the customer may occur as part of this scope. This will usually be performed by a Project Manager, Field Service Specilaist, or Power Automation or System Engineer. However, each site is different and may require a unique approach. Per task order requirements, any labor category may be utilized to deliver a complete solution to the customer per GSA Contract #GS-06F-0023R. | Apprentice | 83.82 | 83.82 | 0% | High Cost Area's (HCA): For work performed in Puerto Rico, US Virgin Islands and the metropolitan areas of Los Angeles, CA; San Diego, CA; San Francisco, CA; Detroit, MI; Boston, MA; Chicago, IL; New York, NY, Seattle, WA; Philadelphia, PA (add 15% to each applicable rate classification per GSA Contract GS-06F-0023R). Adders for Overtime and Premium Time apply per GSA Contract GS-06F-0023R.
47QMCA22A0007 | EATON CORPORATION | Permitting/inspection (as applicable) | In many cases, if the customer is the authority having jurisdiction (AHJ), permitting will not be required. If permitting is required, Eaton will provide data for and completion of the permit as needed. This will usually be performed by a Project Manager or Design Engineer. However, each site is different and may require a unique approach. Per task order requirements, any labor category may be utilized to deliver a complete solution to the customer per GSA Contract #GS-06F-0023R. | In-Shop Technician | 134.71 | 134.71 | 0% | High Cost Area's (HCA): For work performed in Puerto Rico, US Virgin Islands and the metropolitan areas of Los Angeles, CA; San Diego, CA; San Francisco, CA; Detroit, MI; Boston, MA; Chicago, IL; New York, NY, Seattle, WA; Philadelphia, PA (add 15% to each applicable rate classification per GSA Contract GS-06F-0023R). Adders for Overtime and Premium Time apply per GSA Contract GS-06F-0023R.
47QMCA22A0007 | EATON CORPORATION | Permitting/inspection (as applicable) | In many cases, if the customer is the authority having jurisdiction (AHJ), permitting will not be required. If permitting is required, Eaton will provide data for and completion of the permit as needed. This will usually be performed by a Project Manager or Design Engineer. However, each site is different and may require a unique approach. Per task order requirements, any labor category may be utilized to deliver a complete solution to the customer per GSA Contract #GS-06F-0023R. | Field Service Technician | 163.63 | 163.63 | 0% | High Cost Area's (HCA): For work performed in Puerto Rico, US Virgin Islands and the metropolitan areas of Los Angeles, CA; San Diego, CA; San Francisco, CA; Detroit, MI; Boston, MA; Chicago, IL; New York, NY, Seattle, WA; Philadelphia, PA (add 15% to each applicable rate classification per GSA Contract GS-06F-0023R). Adders for Overtime and Premium Time apply per GSA Contract GS-06F-0023R.
47QMCA22A0007 | EATON CORPORATION | Permitting/inspection (as applicable) | In many cases, if the customer is the authority having jurisdiction (AHJ), permitting will not be required. If permitting is required, Eaton will provide data for and completion of the permit as needed. This will usually be performed by a Project Manager or Design Engineer. However, each site is different and may require a unique approach. Per task order requirements, any labor category may be utilized to deliver a complete solution to the customer per GSA Contract #GS-06F-0023R. | Field Service Specialist | 206.65 | 206.65 | 0% | High Cost Area's (HCA): For work performed in Puerto Rico, US Virgin Islands and the metropolitan areas of Los Angeles, CA; San Diego, CA; San Francisco, CA; Detroit, MI; Boston, MA; Chicago, IL; New York, NY, Seattle, WA; Philadelphia, PA (add 15% to each applicable rate classification per GSA Contract GS-06F-0023R). Adders for Overtime and Premium Time apply per GSA Contract GS-06F-0023R.
47QMCA22A0007 | EATON CORPORATION | Permitting/inspection (as applicable) | In many cases, if the customer is the authority having jurisdiction (AHJ), permitting will not be required. If permitting is required, Eaton will provide data for and completion of the permit as needed. This will usually be performed by a Project Manager or Design Engineer. However, each site is different and may require a unique approach. Per task order requirements, any labor category may be utilized to deliver a complete solution to the customer per GSA Contract #GS-06F-0023R. | Power Automation Specialist | 273.65 | 273.65 | 0% | High Cost Area's (HCA): For work performed in Puerto Rico, US Virgin Islands and the metropolitan areas of Los Angeles, CA; San Diego, CA; San Francisco, CA; Detroit, MI; Boston, MA; Chicago, IL; New York, NY, Seattle, WA; Philadelphia, PA (add 15% to each applicable rate classification per GSA Contract GS-06F-0023R). Adders for Overtime and Premium Time apply per GSA Contract GS-06F-0023R.
47QMCA22A0007 | EATON CORPORATION | Permitting/inspection (as applicable) | In many cases, if the customer is the authority having jurisdiction (AHJ), permitting will not be required. If permitting is required, Eaton will provide data for and completion of the permit as needed. This will usually be performed by a Project Manager or Design Engineer. However, each site is different and may require a unique approach. Per task order requirements, any labor category may be utilized to deliver a complete solution to the customer per GSA Contract #GS-06F-0023R. | Special Consultant/Forensic Analysis | 355.47 | 355.47 | 0% | High Cost Area's (HCA): For work performed in Puerto Rico, US Virgin Islands and the metropolitan areas of Los Angeles, CA; San Diego, CA; San Francisco, CA; Detroit, MI; Boston, MA; Chicago, IL; New York, NY, Seattle, WA; Philadelphia, PA (add 15% to each applicable rate classification per GSA Contract GS-06F-0023R). Adders for Overtime and Premium Time apply per GSA Contract GS-06F-0023R.
47QMCA22A0007 | EATON CORPORATION | Permitting/inspection (as applicable) | In many cases, if the customer is the authority having jurisdiction (AHJ), permitting will not be required. If permitting is required, Eaton will provide data for and completion of the permit as needed. This will usually be performed by a Project Manager or Design Engineer. However, each site is different and may require a unique approach. Per task order requirements, any labor category may be utilized to deliver a complete solution to the customer per GSA Contract #GS-06F-0023R. | CAD Technician | 114.26 | 114.26 | 0% | High Cost Area's (HCA): For work performed in Puerto Rico, US Virgin Islands and the metropolitan areas of Los Angeles, CA; San Diego, CA; San Francisco, CA; Detroit, MI; Boston, MA; Chicago, IL; New York, NY, Seattle, WA; Philadelphia, PA (add 15% to each applicable rate classification per GSA Contract GS-06F-0023R). Adders for Overtime and Premium Time apply per GSA Contract GS-06F-0023R.
47QMCA22A0007 | EATON CORPORATION | Permitting/inspection (as applicable) | In many cases, if the customer is the authority having jurisdiction (AHJ), permitting will not be required. If permitting is required, Eaton will provide data for and completion of the permit as needed. This will usually be performed by a Project Manager or Design Engineer. However, each site is different and may require a unique approach. Per task order requirements, any labor category may be utilized to deliver a complete solution to the customer per GSA Contract #GS-06F-0023R. | Power System Engineer | 273.65 | 273.65 | 0% | High Cost Area's (HCA): For work performed in Puerto Rico, US Virgin Islands and the metropolitan areas of Los Angeles, CA; San Diego, CA; San Francisco, CA; Detroit, MI; Boston, MA; Chicago, IL; New York, NY, Seattle, WA; Philadelphia, PA (add 15% to each applicable rate classification per GSA Contract GS-06F-0023R). Adders for Overtime and Premium Time apply per GSA Contract GS-06F-0023R.
47QMCA22A0007 | EATON CORPORATION | Permitting/inspection (as applicable) | In many cases, if the customer is the authority having jurisdiction (AHJ), permitting will not be required. If permitting is required, Eaton will provide data for and completion of the permit as needed. This will usually be performed by a Project Manager or Design Engineer. However, each site is different and may require a unique approach. Per task order requirements, any labor category may be utilized to deliver a complete solution to the customer per GSA Contract #GS-06F-0023R. | Construction Manager | 228.51 | 228.51 | 0% | High Cost Area's (HCA): For work performed in Puerto Rico, US Virgin Islands and the metropolitan areas of Los Angeles, CA; San Diego, CA; San Francisco, CA; Detroit, MI; Boston, MA; Chicago, IL; New York, NY, Seattle, WA; Philadelphia, PA (add 15% to each applicable rate classification per GSA Contract GS-06F-0023R). Adders for Overtime and Premium Time apply per GSA Contract GS-06F-0023R.
47QMCA22A0007 | EATON CORPORATION | Permitting/inspection (as applicable) | In many cases, if the customer is the authority having jurisdiction (AHJ), permitting will not be required. If permitting is required, Eaton will provide data for and completion of the permit as needed. This will usually be performed by a Project Manager or Design Engineer. However, each site is different and may require a unique approach. Per task order requirements, any labor category may be utilized to deliver a complete solution to the customer per GSA Contract #GS-06F-0023R. | Design Engineer | 228.51 | 228.51 | 0% | High Cost Area's (HCA): For work performed in Puerto Rico, US Virgin Islands and the metropolitan areas of Los Angeles, CA; San Diego, CA; San Francisco, CA; Detroit, MI; Boston, MA; Chicago, IL; New York, NY, Seattle, WA; Philadelphia, PA (add 15% to each applicable rate classification per GSA Contract GS-06F-0023R). Adders for Overtime and Premium Time apply per GSA Contract GS-06F-0023R.
47QMCA22A0007 | EATON CORPORATION | Permitting/inspection (as applicable) | In many cases, if the customer is the authority having jurisdiction (AHJ), permitting will not be required. If permitting is required, Eaton will provide data for and completion of the permit as needed. This will usually be performed by a Project Manager or Design Engineer. However, each site is different and may require a unique approach. Per task order requirements, any labor category may be utilized to deliver a complete solution to the customer per GSA Contract #GS-06F-0023R. | Scheduler | 228.51 | 228.51 | 0% | High Cost Area's (HCA): For work performed in Puerto Rico, US Virgin Islands and the metropolitan areas of Los Angeles, CA; San Diego, CA; San Francisco, CA; Detroit, MI; Boston, MA; Chicago, IL; New York, NY, Seattle, WA; Philadelphia, PA (add 15% to each applicable rate classification per GSA Contract GS-06F-0023R). Adders for Overtime and Premium Time apply per GSA Contract GS-06F-0023R.
47QMCA22A0007 | EATON CORPORATION | Permitting/inspection (as applicable) | In many cases, if the customer is the authority having jurisdiction (AHJ), permitting will not be required. If permitting is required, Eaton will provide data for and completion of the permit as needed. This will usually be performed by a Project Manager or Design Engineer. However, each site is different and may require a unique approach. Per task order requirements, any labor category may be utilized to deliver a complete solution to the customer per GSA Contract #GS-06F-0023R. | Principal Engineer | 273.65 | 273.65 | 0% | High Cost Area's (HCA): For work performed in Puerto Rico, US Virgin Islands and the metropolitan areas of Los Angeles, CA; San Diego, CA; San Francisco, CA; Detroit, MI; Boston, MA; Chicago, IL; New York, NY, Seattle, WA; Philadelphia, PA (add 15% to each applicable rate classification per GSA Contract GS-06F-0023R). Adders for Overtime and Premium Time apply per GSA Contract GS-06F-0023R.
47QMCA22A0007 | EATON CORPORATION | Permitting/inspection (as applicable) | In many cases, if the customer is the authority having jurisdiction (AHJ), permitting will not be required. If permitting is required, Eaton will provide data for and completion of the permit as needed. This will usually be performed by a Project Manager or Design Engineer. However, each site is different and may require a unique approach. Per task order requirements, any labor category may be utilized to deliver a complete solution to the customer per GSA Contract #GS-06F-0023R. | Safety Specialist | 273.65 | 273.65 | 0% | High Cost Area's (HCA): For work performed in Puerto Rico, US Virgin Islands and the metropolitan areas of Los Angeles, CA; San Diego, CA; San Francisco, CA; Detroit, MI; Boston, MA; Chicago, IL; New York, NY, Seattle, WA; Philadelphia, PA (add 15% to each applicable rate classification per GSA Contract GS-06F-0023R). Adders for Overtime and Premium Time apply per GSA Contract GS-06F-0023R.
47QMCA22A0007 | EATON CORPORATION | Permitting/inspection (as applicable) | In many cases, if the customer is the authority having jurisdiction (AHJ), permitting will not be required. If permitting is required, Eaton will provide data for and completion of the permit as needed. This will usually be performed by a Project Manager or Design Engineer. However, each site is different and may require a unique approach. Per task order requirements, any labor category may be utilized to deliver a complete solution to the customer per GSA Contract #GS-06F-0023R. | Quality Specialist | 273.65 | 273.65 | 0% | High Cost Area's (HCA): For work performed in Puerto Rico, US Virgin Islands and the metropolitan areas of Los Angeles, CA; San Diego, CA; San Francisco, CA; Detroit, MI; Boston, MA; Chicago, IL; New York, NY, Seattle, WA; Philadelphia, PA (add 15% to each applicable rate classification per GSA Contract GS-06F-0023R). Adders for Overtime and Premium Time apply per GSA Contract GS-06F-0023R.
47QMCA22A0007 | EATON CORPORATION | Permitting/inspection (as applicable) | In many cases, if the customer is the authority having jurisdiction (AHJ), permitting will not be required. If permitting is required, Eaton will provide data for and completion of the permit as needed. This will usually be performed by a Project Manager or Design Engineer. However, each site is different and may require a unique approach. Per task order requirements, any labor category may be utilized to deliver a complete solution to the customer per GSA Contract #GS-06F-0023R. | Project Manager | 273.65 | 273.65 | 0% | High Cost Area's (HCA): For work performed in Puerto Rico, US Virgin Islands and the metropolitan areas of Los Angeles, CA; San Diego, CA; San Francisco, CA; Detroit, MI; Boston, MA; Chicago, IL; New York, NY, Seattle, WA; Philadelphia, PA (add 15% to each applicable rate classification per GSA Contract GS-06F-0023R). Adders for Overtime and Premium Time apply per GSA Contract GS-06F-0023R.
47QMCA22A0007 | EATON CORPORATION | Permitting/inspection (as applicable) | In many cases, if the customer is the authority having jurisdiction (AHJ), permitting will not be required. If permitting is required, Eaton will provide data for and completion of the permit as needed. This will usually be performed by a Project Manager or Design Engineer. However, each site is different and may require a unique approach. Per task order requirements, any labor category may be utilized to deliver a complete solution to the customer per GSA Contract #GS-06F-0023R. | Excitation Specialist | 355.47 | 355.47 | 0% | High Cost Area's (HCA): For work performed in Puerto Rico, US Virgin Islands and the metropolitan areas of Los Angeles, CA; San Diego, CA; San Francisco, CA; Detroit, MI; Boston, MA; Chicago, IL; New York, NY, Seattle, WA; Philadelphia, PA (add 15% to each applicable rate classification per GSA Contract GS-06F-0023R). Adders for Overtime and Premium Time apply per GSA Contract GS-06F-0023R.
47QMCA22A0007 | EATON CORPORATION | Permitting/inspection (as applicable) | In many cases, if the customer is the authority having jurisdiction (AHJ), permitting will not be required. If permitting is required, Eaton will provide data for and completion of the permit as needed. This will usually be performed by a Project Manager or Design Engineer. However, each site is different and may require a unique approach. Per task order requirements, any labor category may be utilized to deliver a complete solution to the customer per GSA Contract #GS-06F-0023R. | UPS Customer Service Engineer | 295.21 | 295.21 | 0% | High Cost Area's (HCA): For work performed in Puerto Rico, US Virgin Islands and the metropolitan areas of Los Angeles, CA; San Diego, CA; San Francisco, CA; Detroit, MI; Boston, MA; Chicago, IL; New York, NY, Seattle, WA; Philadelphia, PA (add 15% to each applicable rate classification per GSA Contract GS-06F-0023R). Adders for Overtime and Premium Time apply per GSA Contract GS-06F-0023R.
47QMCA22A0007 | EATON CORPORATION | Permitting/inspection (as applicable) | In many cases, if the customer is the authority having jurisdiction (AHJ), permitting will not be required. If permitting is required, Eaton will provide data for and completion of the permit as needed. This will usually be performed by a Project Manager or Design Engineer. However, each site is different and may require a unique approach. Per task order requirements, any labor category may be utilized to deliver a complete solution to the customer per GSA Contract #GS-06F-0023R. | Foreman | 138.69 | 138.69 | 0% | High Cost Area's (HCA): For work performed in Puerto Rico, US Virgin Islands and the metropolitan areas of Los Angeles, CA; San Diego, CA; San Francisco, CA; Detroit, MI; Boston, MA; Chicago, IL; New York, NY, Seattle, WA; Philadelphia, PA (add 15% to each applicable rate classification per GSA Contract GS-06F-0023R). Adders for Overtime and Premium Time apply per GSA Contract GS-06F-0023R.
47QMCA22A0007 | EATON CORPORATION | Permitting/inspection (as applicable) | In many cases, if the customer is the authority having jurisdiction (AHJ), permitting will not be required. If permitting is required, Eaton will provide data for and completion of the permit as needed. This will usually be performed by a Project Manager or Design Engineer. However, each site is different and may require a unique approach. Per task order requirements, any labor category may be utilized to deliver a complete solution to the customer per GSA Contract #GS-06F-0023R. | Electrician | 130.98 | 130.98 | 0% | High Cost Area's (HCA): For work performed in Puerto Rico, US Virgin Islands and the metropolitan areas of Los Angeles, CA; San Diego, CA; San Francisco, CA; Detroit, MI; Boston, MA; Chicago, IL; New York, NY, Seattle, WA; Philadelphia, PA (add 15% to each applicable rate classification per GSA Contract GS-06F-0023R). Adders for Overtime and Premium Time apply per GSA Contract GS-06F-0023R.
47QMCA22A0007 | EATON CORPORATION | Permitting/inspection (as applicable) | In many cases, if the customer is the authority having jurisdiction (AHJ), permitting will not be required. If permitting is required, Eaton will provide data for and completion of the permit as needed. This will usually be performed by a Project Manager or Design Engineer. However, each site is different and may require a unique approach. Per task order requirements, any labor category may be utilized to deliver a complete solution to the customer per GSA Contract #GS-06F-0023R. | Apprentice | 83.82 | 83.82 | 0% | High Cost Area's (HCA): For work performed in Puerto Rico, US Virgin Islands and the metropolitan areas of Los Angeles, CA; San Diego, CA; San Francisco, CA; Detroit, MI; Boston, MA; Chicago, IL; New York, NY, Seattle, WA; Philadelphia, PA (add 15% to each applicable rate classification per GSA Contract GS-06F-0023R). Adders for Overtime and Premium Time apply per GSA Contract GS-06F-0023R.
47QMCA22A0007 | EATON CORPORATION | Utility Coordination | If required, Eaton can serve as the liaison between the customer and the electrical utility supervisory control for data acquisition and coordination of outages. This will usually be performed by a Project Manager, Principal Engineer, Power Systems Engineer, or Construction Manager. However, each site is different and may require a unique approach. Per task order requirements, any labor category may be utilized to deliver a complete solution to the customer per GSA Contract #GS-06F-0023R. | In-Shop Technician | 134.71 | 134.71 | 0% | High Cost Area's (HCA): For work performed in Puerto Rico, US Virgin Islands and the metropolitan areas of Los Angeles, CA; San Diego, CA; San Francisco, CA; Detroit, MI; Boston, MA; Chicago, IL; New York, NY, Seattle, WA; Philadelphia, PA (add 15% to each applicable rate classification per GSA Contract GS-06F-0023R). Adders for Overtime and Premium Time apply per GSA Contract GS-06F-0023R.
47QMCA22A0007 | EATON CORPORATION | Utility Coordination | If required, Eaton can serve as the liaison between the customer and the electrical utility supervisory control for data acquisition and coordination of outages. This will usually be performed by a Project Manager, Principal Engineer, Power Systems Engineer, or Construction Manager. However, each site is different and may require a unique approach. Per task order requirements, any labor category may be utilized to deliver a complete solution to the customer per GSA Contract #GS-06F-0023R. | Field Service Technician | 163.63 | 163.63 | 0% | High Cost Area's (HCA): For work performed in Puerto Rico, US Virgin Islands and the metropolitan areas of Los Angeles, CA; San Diego, CA; San Francisco, CA; Detroit, MI; Boston, MA; Chicago, IL; New York, NY, Seattle, WA; Philadelphia, PA (add 15% to each applicable rate classification per GSA Contract GS-06F-0023R). Adders for Overtime and Premium Time apply per GSA Contract GS-06F-0023R.
47QMCA22A0007 | EATON CORPORATION | Utility Coordination | If required, Eaton can serve as the liaison between the customer and the electrical utility supervisory control for data acquisition and coordination of outages. This will usually be performed by a Project Manager, Principal Engineer, Power Systems Engineer, or Construction Manager. However, each site is different and may require a unique approach. Per task order requirements, any labor category may be utilized to deliver a complete solution to the customer per GSA Contract #GS-06F-0023R. | Field Service Specialist | 206.65 | 206.65 | 0% | High Cost Area's (HCA): For work performed in Puerto Rico, US Virgin Islands and the metropolitan areas of Los Angeles, CA; San Diego, CA; San Francisco, CA; Detroit, MI; Boston, MA; Chicago, IL; New York, NY, Seattle, WA; Philadelphia, PA (add 15% to each applicable rate classification per GSA Contract GS-06F-0023R). Adders for Overtime and Premium Time apply per GSA Contract GS-06F-0023R.
47QMCA22A0007 | EATON CORPORATION | Utility Coordination | If required, Eaton can serve as the liaison between the customer and the electrical utility supervisory control for data acquisition and coordination of outages. This will usually be performed by a Project Manager, Principal Engineer, Power Systems Engineer, or Construction Manager. However, each site is different and may require a unique approach. Per task order requirements, any labor category may be utilized to deliver a complete solution to the customer per GSA Contract #GS-06F-0023R. | Power Automation Specialist | 273.65 | 273.65 | 0% | High Cost Area's (HCA): For work performed in Puerto Rico, US Virgin Islands and the metropolitan areas of Los Angeles, CA; San Diego, CA; San Francisco, CA; Detroit, MI; Boston, MA; Chicago, IL; New York, NY, Seattle, WA; Philadelphia, PA (add 15% to each applicable rate classification per GSA Contract GS-06F-0023R). Adders for Overtime and Premium Time apply per GSA Contract GS-06F-0023R.
47QMCA22A0007 | EATON CORPORATION | Utility Coordination | If required, Eaton can serve as the liaison between the customer and the electrical utility supervisory control for data acquisition and coordination of outages. This will usually be performed by a Project Manager, Principal Engineer, Power Systems Engineer, or Construction Manager. However, each site is different and may require a unique approach. Per task order requirements, any labor category may be utilized to deliver a complete solution to the customer per GSA Contract #GS-06F-0023R. | Special Consultant/Forensic Analysis | 355.47 | 355.47 | 0% | High Cost Area's (HCA): For work performed in Puerto Rico, US Virgin Islands and the metropolitan areas of Los Angeles, CA; San Diego, CA; San Francisco, CA; Detroit, MI; Boston, MA; Chicago, IL; New York, NY, Seattle, WA; Philadelphia, PA (add 15% to each applicable rate classification per GSA Contract GS-06F-0023R). Adders for Overtime and Premium Time apply per GSA Contract GS-06F-0023R.
47QMCA22A0007 | EATON CORPORATION | Utility Coordination | If required, Eaton can serve as the liaison between the customer and the electrical utility supervisory control for data acquisition and coordination of outages. This will usually be performed by a Project Manager, Principal Engineer, Power Systems Engineer, or Construction Manager. However, each site is different and may require a unique approach. Per task order requirements, any labor category may be utilized to deliver a complete solution to the customer per GSA Contract #GS-06F-0023R. | CAD Technician | 114.26 | 114.26 | 0% | High Cost Area's (HCA): For work performed in Puerto Rico, US Virgin Islands and the metropolitan areas of Los Angeles, CA; San Diego, CA; San Francisco, CA; Detroit, MI; Boston, MA; Chicago, IL; New York, NY, Seattle, WA; Philadelphia, PA (add 15% to each applicable rate classification per GSA Contract GS-06F-0023R). Adders for Overtime and Premium Time apply per GSA Contract GS-06F-0023R.
47QMCA22A0007 | EATON CORPORATION | Utility Coordination | If required, Eaton can serve as the liaison between the customer and the electrical utility supervisory control for data acquisition and coordination of outages. This will usually be performed by a Project Manager, Principal Engineer, Power Systems Engineer, or Construction Manager. However, each site is different and may require a unique approach. Per task order requirements, any labor category may be utilized to deliver a complete solution to the customer per GSA Contract #GS-06F-0023R. | Power System Engineer | 273.65 | 273.65 | 0% | High Cost Area's (HCA): For work performed in Puerto Rico, US Virgin Islands and the metropolitan areas of Los Angeles, CA; San Diego, CA; San Francisco, CA; Detroit, MI; Boston, MA; Chicago, IL; New York, NY, Seattle, WA; Philadelphia, PA (add 15% to each applicable rate classification per GSA Contract GS-06F-0023R). Adders for Overtime and Premium Time apply per GSA Contract GS-06F-0023R.
47QMCA22A0007 | EATON CORPORATION | Utility Coordination | If required, Eaton can serve as the liaison between the customer and the electrical utility supervisory control for data acquisition and coordination of outages. This will usually be performed by a Project Manager, Principal Engineer, Power Systems Engineer, or Construction Manager. However, each site is different and may require a unique approach. Per task order requirements, any labor category may be utilized to deliver a complete solution to the customer per GSA Contract #GS-06F-0023R. | Construction Manager | 228.51 | 228.51 | 0% | High Cost Area's (HCA): For work performed in Puerto Rico, US Virgin Islands and the metropolitan areas of Los Angeles, CA; San Diego, CA; San Francisco, CA; Detroit, MI; Boston, MA; Chicago, IL; New York, NY, Seattle, WA; Philadelphia, PA (add 15% to each applicable rate classification per GSA Contract GS-06F-0023R). Adders for Overtime and Premium Time apply per GSA Contract GS-06F-0023R.
47QMCA22A0007 | EATON CORPORATION | Utility Coordination | If required, Eaton can serve as the liaison between the customer and the electrical utility supervisory control for data acquisition and coordination of outages. This will usually be performed by a Project Manager, Principal Engineer, Power Systems Engineer, or Construction Manager. However, each site is different and may require a unique approach. Per task order requirements, any labor category may be utilized to deliver a complete solution to the customer per GSA Contract #GS-06F-0023R. | Design Engineer | 228.51 | 228.51 | 0% | High Cost Area's (HCA): For work performed in Puerto Rico, US Virgin Islands and the metropolitan areas of Los Angeles, CA; San Diego, CA; San Francisco, CA; Detroit, MI; Boston, MA; Chicago, IL; New York, NY, Seattle, WA; Philadelphia, PA (add 15% to each applicable rate classification per GSA Contract GS-06F-0023R). Adders for Overtime and Premium Time apply per GSA Contract GS-06F-0023R.
47QMCA22A0007 | EATON CORPORATION | Utility Coordination | If required, Eaton can serve as the liaison between the customer and the electrical utility supervisory control for data acquisition and coordination of outages. This will usually be performed by a Project Manager, Principal Engineer, Power Systems Engineer, or Construction Manager. However, each site is different and may require a unique approach. Per task order requirements, any labor category may be utilized to deliver a complete solution to the customer per GSA Contract #GS-06F-0023R. | Scheduler | 228.51 | 228.51 | 0% | High Cost Area's (HCA): For work performed in Puerto Rico, US Virgin Islands and the metropolitan areas of Los Angeles, CA; San Diego, CA; San Francisco, CA; Detroit, MI; Boston, MA; Chicago, IL; New York, NY, Seattle, WA; Philadelphia, PA (add 15% to each applicable rate classification per GSA Contract GS-06F-0023R). Adders for Overtime and Premium Time apply per GSA Contract GS-06F-0023R.
47QMCA22A0007 | EATON CORPORATION | Utility Coordination | If required, Eaton can serve as the liaison between the customer and the electrical utility supervisory control for data acquisition and coordination of outages. This will usually be performed by a Project Manager, Principal Engineer, Power Systems Engineer, or Construction Manager. However, each site is different and may require a unique approach. Per task order requirements, any labor category may be utilized to deliver a complete solution to the customer per GSA Contract #GS-06F-0023R. | Principal Engineer | 273.65 | 273.65 | 0% | High Cost Area's (HCA): For work performed in Puerto Rico, US Virgin Islands and the metropolitan areas of Los Angeles, CA; San Diego, CA; San Francisco, CA; Detroit, MI; Boston, MA; Chicago, IL; New York, NY, Seattle, WA; Philadelphia, PA (add 15% to each applicable rate classification per GSA Contract GS-06F-0023R). Adders for Overtime and Premium Time apply per GSA Contract GS-06F-0023R.
47QMCA22A0007 | EATON CORPORATION | Utility Coordination | If required, Eaton can serve as the liaison between the customer and the electrical utility supervisory control for data acquisition and coordination of outages. This will usually be performed by a Project Manager, Principal Engineer, Power Systems Engineer, or Construction Manager. However, each site is different and may require a unique approach. Per task order requirements, any labor category may be utilized to deliver a complete solution to the customer per GSA Contract #GS-06F-0023R. | Safety Specialist | 273.65 | 273.65 | 0% | High Cost Area's (HCA): For work performed in Puerto Rico, US Virgin Islands and the metropolitan areas of Los Angeles, CA; San Diego, CA; San Francisco, CA; Detroit, MI; Boston, MA; Chicago, IL; New York, NY, Seattle, WA; Philadelphia, PA (add 15% to each applicable rate classification per GSA Contract GS-06F-0023R). Adders for Overtime and Premium Time apply per GSA Contract GS-06F-0023R.
47QMCA22A0007 | EATON CORPORATION | Utility Coordination | If required, Eaton can serve as the liaison between the customer and the electrical utility supervisory control for data acquisition and coordination of outages. This will usually be performed by a Project Manager, Principal Engineer, Power Systems Engineer, or Construction Manager. However, each site is different and may require a unique approach. Per task order requirements, any labor category may be utilized to deliver a complete solution to the customer per GSA Contract #GS-06F-0023R. | Quality Specialist | 273.65 | 273.65 | 0% | High Cost Area's (HCA): For work performed in Puerto Rico, US Virgin Islands and the metropolitan areas of Los Angeles, CA; San Diego, CA; San Francisco, CA; Detroit, MI; Boston, MA; Chicago, IL; New York, NY, Seattle, WA; Philadelphia, PA (add 15% to each applicable rate classification per GSA Contract GS-06F-0023R). Adders for Overtime and Premium Time apply per GSA Contract GS-06F-0023R.
47QMCA22A0007 | EATON CORPORATION | Utility Coordination | If required, Eaton can serve as the liaison between the customer and the electrical utility supervisory control for data acquisition and coordination of outages. This will usually be performed by a Project Manager, Principal Engineer, Power Systems Engineer, or Construction Manager. However, each site is different and may require a unique approach. Per task order requirements, any labor category may be utilized to deliver a complete solution to the customer per GSA Contract #GS-06F-0023R. | Project Manager | 273.65 | 273.65 | 0% | High Cost Area's (HCA): For work performed in Puerto Rico, US Virgin Islands and the metropolitan areas of Los Angeles, CA; San Diego, CA; San Francisco, CA; Detroit, MI; Boston, MA; Chicago, IL; New York, NY, Seattle, WA; Philadelphia, PA (add 15% to each applicable rate classification per GSA Contract GS-06F-0023R). Adders for Overtime and Premium Time apply per GSA Contract GS-06F-0023R.
47QMCA22A0007 | EATON CORPORATION | Utility Coordination | If required, Eaton can serve as the liaison between the customer and the electrical utility supervisory control for data acquisition and coordination of outages. This will usually be performed by a Project Manager, Principal Engineer, Power Systems Engineer, or Construction Manager. However, each site is different and may require a unique approach. Per task order requirements, any labor category may be utilized to deliver a complete solution to the customer per GSA Contract #GS-06F-0023R. | Excitation Specialist | 355.47 | 355.47 | 0% | High Cost Area's (HCA): For work performed in Puerto Rico, US Virgin Islands and the metropolitan areas of Los Angeles, CA; San Diego, CA; San Francisco, CA; Detroit, MI; Boston, MA; Chicago, IL; New York, NY, Seattle, WA; Philadelphia, PA (add 15% to each applicable rate classification per GSA Contract GS-06F-0023R). Adders for Overtime and Premium Time apply per GSA Contract GS-06F-0023R.
47QMCA22A0007 | EATON CORPORATION | Utility Coordination | If required, Eaton can serve as the liaison between the customer and the electrical utility supervisory control for data acquisition and coordination of outages. This will usually be performed by a Project Manager, Principal Engineer, Power Systems Engineer, or Construction Manager. However, each site is different and may require a unique approach. Per task order requirements, any labor category may be utilized to deliver a complete solution to the customer per GSA Contract #GS-06F-0023R. | UPS Customer Service Engineer | 295.21 | 295.21 | 0% | High Cost Area's (HCA): For work performed in Puerto Rico, US Virgin Islands and the metropolitan areas of Los Angeles, CA; San Diego, CA; San Francisco, CA; Detroit, MI; Boston, MA; Chicago, IL; New York, NY, Seattle, WA; Philadelphia, PA (add 15% to each applicable rate classification per GSA Contract GS-06F-0023R). Adders for Overtime and Premium Time apply per GSA Contract GS-06F-0023R.
47QMCA22A0007 | EATON CORPORATION | Utility Coordination | If required, Eaton can serve as the liaison between the customer and the electrical utility supervisory control for data acquisition and coordination of outages. This will usually be performed by a Project Manager, Principal Engineer, Power Systems Engineer, or Construction Manager. However, each site is different and may require a unique approach. Per task order requirements, any labor category may be utilized to deliver a complete solution to the customer per GSA Contract #GS-06F-0023R. | Foreman | 138.69 | 138.69 | 0% | High Cost Area's (HCA): For work performed in Puerto Rico, US Virgin Islands and the metropolitan areas of Los Angeles, CA; San Diego, CA; San Francisco, CA; Detroit, MI; Boston, MA; Chicago, IL; New York, NY, Seattle, WA; Philadelphia, PA (add 15% to each applicable rate classification per GSA Contract GS-06F-0023R). Adders for Overtime and Premium Time apply per GSA Contract GS-06F-0023R.
47QMCA22A0007 | EATON CORPORATION | Utility Coordination | If required, Eaton can serve as the liaison between the customer and the electrical utility supervisory control for data acquisition and coordination of outages. This will usually be performed by a Project Manager, Principal Engineer, Power Systems Engineer, or Construction Manager. However, each site is different and may require a unique approach. Per task order requirements, any labor category may be utilized to deliver a complete solution to the customer per GSA Contract #GS-06F-0023R. | Electrician | 130.98 | 130.98 | 0% | High Cost Area's (HCA): For work performed in Puerto Rico, US Virgin Islands and the metropolitan areas of Los Angeles, CA; San Diego, CA; San Francisco, CA; Detroit, MI; Boston, MA; Chicago, IL; New York, NY, Seattle, WA; Philadelphia, PA (add 15% to each applicable rate classification per GSA Contract GS-06F-0023R). Adders for Overtime and Premium Time apply per GSA Contract GS-06F-0023R.
47QMCA22A0007 | EATON CORPORATION | Utility Coordination | If required, Eaton can serve as the liaison between the customer and the electrical utility supervisory control for data acquisition and coordination of outages. This will usually be performed by a Project Manager, Principal Engineer, Power Systems Engineer, or Construction Manager. However, each site is different and may require a unique approach. Per task order requirements, any labor category may be utilized to deliver a complete solution to the customer per GSA Contract #GS-06F-0023R. | Apprentice | 83.82 | 83.82 | 0% | High Cost Area's (HCA): For work performed in Puerto Rico, US Virgin Islands and the metropolitan areas of Los Angeles, CA; San Diego, CA; San Francisco, CA; Detroit, MI; Boston, MA; Chicago, IL; New York, NY, Seattle, WA; Philadelphia, PA (add 15% to each applicable rate classification per GSA Contract GS-06F-0023R). Adders for Overtime and Premium Time apply per GSA Contract GS-06F-0023R.
47QMCA22A0007 | EATON CORPORATION | Development of electrical plans | After completing the preliminary site assessment, Eaton will develop an Electric Vehicle Charging Infrastructure (EVCI) conceptual design that meets customer’s expectation. Eaton will use a variety of software during the preliminary design stage including Homer Pro, SAM and CYME to optimize the design and to make sure the design meets the requirements. Eaton will provide preliminary one-line drawings showing the connection of proposed charging stations as well as generation assets and energy storage, if applicable. Eaton can provide 30%, 60%, and 100% Design Submittal Packages, as required per task order. This will usually be performed by a Design Engineer, Power Systems Engineer, Power Automation Specialist, CAD technician, and Scheduler. However, each site is different and may require a unique approach. Per task order requirements, any labor category may be utilized to deliver a complete solution to the customer per GSA Contract #GS-06F-0023R. | In-Shop Technician | 134.71 | 134.71 | 0% | High Cost Area's (HCA): For work performed in Puerto Rico, US Virgin Islands and the metropolitan areas of Los Angeles, CA; San Diego, CA; San Francisco, CA; Detroit, MI; Boston, MA; Chicago, IL; New York, NY, Seattle, WA; Philadelphia, PA (add 15% to each applicable rate classification per GSA Contract GS-06F-0023R). Adders for Overtime and Premium Time apply per GSA Contract GS-06F-0023R.
47QMCA22A0007 | EATON CORPORATION | Development of electrical plans | After completing the preliminary site assessment, Eaton will develop an Electric Vehicle Charging Infrastructure (EVCI) conceptual design that meets customer’s expectation. Eaton will use a variety of software during the preliminary design stage including Homer Pro, SAM and CYME to optimize the design and to make sure the design meets the requirements. Eaton will provide preliminary one-line drawings showing the connection of proposed charging stations as well as generation assets and energy storage, if applicable. Eaton can provide 30%, 60%, and 100% Design Submittal Packages, as required per task order. This will usually be performed by a Design Engineer, Power Systems Engineer, Power Automation Specialist, CAD technician, and Scheduler. However, each site is different and may require a unique approach. Per task order requirements, any labor category may be utilized to deliver a complete solution to the customer per GSA Contract #GS-06F-0023R. | Field Service Technician | 163.63 | 163.63 | 0% | High Cost Area's (HCA): For work performed in Puerto Rico, US Virgin Islands and the metropolitan areas of Los Angeles, CA; San Diego, CA; San Francisco, CA; Detroit, MI; Boston, MA; Chicago, IL; New York, NY, Seattle, WA; Philadelphia, PA (add 15% to each applicable rate classification per GSA Contract GS-06F-0023R). Adders for Overtime and Premium Time apply per GSA Contract GS-06F-0023R.
47QMCA22A0007 | EATON CORPORATION | Development of electrical plans | After completing the preliminary site assessment, Eaton will develop an Electric Vehicle Charging Infrastructure (EVCI) conceptual design that meets customer’s expectation. Eaton will use a variety of software during the preliminary design stage including Homer Pro, SAM and CYME to optimize the design and to make sure the design meets the requirements. Eaton will provide preliminary one-line drawings showing the connection of proposed charging stations as well as generation assets and energy storage, if applicable. Eaton can provide 30%, 60%, and 100% Design Submittal Packages, as required per task order. This will usually be performed by a Design Engineer, Power Systems Engineer, Power Automation Specialist, CAD technician, and Scheduler. However, each site is different and may require a unique approach. Per task order requirements, any labor category may be utilized to deliver a complete solution to the customer per GSA Contract #GS-06F-0023R. | Field Service Specialist | 206.65 | 206.65 | 0% | High Cost Area's (HCA): For work performed in Puerto Rico, US Virgin Islands and the metropolitan areas of Los Angeles, CA; San Diego, CA; San Francisco, CA; Detroit, MI; Boston, MA; Chicago, IL; New York, NY, Seattle, WA; Philadelphia, PA (add 15% to each applicable rate classification per GSA Contract GS-06F-0023R). Adders for Overtime and Premium Time apply per GSA Contract GS-06F-0023R.
47QMCA22A0007 | EATON CORPORATION | Development of electrical plans | After completing the preliminary site assessment, Eaton will develop an Electric Vehicle Charging Infrastructure (EVCI) conceptual design that meets customer’s expectation. Eaton will use a variety of software during the preliminary design stage including Homer Pro, SAM and CYME to optimize the design and to make sure the design meets the requirements. Eaton will provide preliminary one-line drawings showing the connection of proposed charging stations as well as generation assets and energy storage, if applicable. Eaton can provide 30%, 60%, and 100% Design Submittal Packages, as required per task order. This will usually be performed by a Design Engineer, Power Systems Engineer, Power Automation Specialist, CAD technician, and Scheduler. However, each site is different and may require a unique approach. Per task order requirements, any labor category may be utilized to deliver a complete solution to the customer per GSA Contract #GS-06F-0023R. | Power Automation Specialist | 273.65 | 273.65 | 0% | High Cost Area's (HCA): For work performed in Puerto Rico, US Virgin Islands and the metropolitan areas of Los Angeles, CA; San Diego, CA; San Francisco, CA; Detroit, MI; Boston, MA; Chicago, IL; New York, NY, Seattle, WA; Philadelphia, PA (add 15% to each applicable rate classification per GSA Contract GS-06F-0023R). Adders for Overtime and Premium Time apply per GSA Contract GS-06F-0023R.
47QMCA22A0007 | EATON CORPORATION | Development of electrical plans | After completing the preliminary site assessment, Eaton will develop an Electric Vehicle Charging Infrastructure (EVCI) conceptual design that meets customer’s expectation. Eaton will use a variety of software during the preliminary design stage including Homer Pro, SAM and CYME to optimize the design and to make sure the design meets the requirements. Eaton will provide preliminary one-line drawings showing the connection of proposed charging stations as well as generation assets and energy storage, if applicable. Eaton can provide 30%, 60%, and 100% Design Submittal Packages, as required per task order. This will usually be performed by a Design Engineer, Power Systems Engineer, Power Automation Specialist, CAD technician, and Scheduler. However, each site is different and may require a unique approach. Per task order requirements, any labor category may be utilized to deliver a complete solution to the customer per GSA Contract #GS-06F-0023R. | Special Consultant/Forensic Analysis | 355.47 | 355.47 | 0% | High Cost Area's (HCA): For work performed in Puerto Rico, US Virgin Islands and the metropolitan areas of Los Angeles, CA; San Diego, CA; San Francisco, CA; Detroit, MI; Boston, MA; Chicago, IL; New York, NY, Seattle, WA; Philadelphia, PA (add 15% to each applicable rate classification per GSA Contract GS-06F-0023R). Adders for Overtime and Premium Time apply per GSA Contract GS-06F-0023R.
47QMCA22A0007 | EATON CORPORATION | Development of electrical plans | After completing the preliminary site assessment, Eaton will develop an Electric Vehicle Charging Infrastructure (EVCI) conceptual design that meets customer’s expectation. Eaton will use a variety of software during the preliminary design stage including Homer Pro, SAM and CYME to optimize the design and to make sure the design meets the requirements. Eaton will provide preliminary one-line drawings showing the connection of proposed charging stations as well as generation assets and energy storage, if applicable. Eaton can provide 30%, 60%, and 100% Design Submittal Packages, as required per task order. This will usually be performed by a Design Engineer, Power Systems Engineer, Power Automation Specialist, CAD technician, and Scheduler. However, each site is different and may require a unique approach. Per task order requirements, any labor category may be utilized to deliver a complete solution to the customer per GSA Contract #GS-06F-0023R. | CAD Technician | 114.26 | 114.26 | 0% | High Cost Area's (HCA): For work performed in Puerto Rico, US Virgin Islands and the metropolitan areas of Los Angeles, CA; San Diego, CA; San Francisco, CA; Detroit, MI; Boston, MA; Chicago, IL; New York, NY, Seattle, WA; Philadelphia, PA (add 15% to each applicable rate classification per GSA Contract GS-06F-0023R). Adders for Overtime and Premium Time apply per GSA Contract GS-06F-0023R.
47QMCA22A0007 | EATON CORPORATION | Development of electrical plans | After completing the preliminary site assessment, Eaton will develop an Electric Vehicle Charging Infrastructure (EVCI) conceptual design that meets customer’s expectation. Eaton will use a variety of software during the preliminary design stage including Homer Pro, SAM and CYME to optimize the design and to make sure the design meets the requirements. Eaton will provide preliminary one-line drawings showing the connection of proposed charging stations as well as generation assets and energy storage, if applicable. Eaton can provide 30%, 60%, and 100% Design Submittal Packages, as required per task order. This will usually be performed by a Design Engineer, Power Systems Engineer, Power Automation Specialist, CAD technician, and Scheduler. However, each site is different and may require a unique approach. Per task order requirements, any labor category may be utilized to deliver a complete solution to the customer per GSA Contract #GS-06F-0023R. | Power System Engineer | 273.65 | 273.65 | 0% | High Cost Area's (HCA): For work performed in Puerto Rico, US Virgin Islands and the metropolitan areas of Los Angeles, CA; San Diego, CA; San Francisco, CA; Detroit, MI; Boston, MA; Chicago, IL; New York, NY, Seattle, WA; Philadelphia, PA (add 15% to each applicable rate classification per GSA Contract GS-06F-0023R). Adders for Overtime and Premium Time apply per GSA Contract GS-06F-0023R.
47QMCA22A0007 | EATON CORPORATION | Development of electrical plans | After completing the preliminary site assessment, Eaton will develop an Electric Vehicle Charging Infrastructure (EVCI) conceptual design that meets customer’s expectation. Eaton will use a variety of software during the preliminary design stage including Homer Pro, SAM and CYME to optimize the design and to make sure the design meets the requirements. Eaton will provide preliminary one-line drawings showing the connection of proposed charging stations as well as generation assets and energy storage, if applicable. Eaton can provide 30%, 60%, and 100% Design Submittal Packages, as required per task order. This will usually be performed by a Design Engineer, Power Systems Engineer, Power Automation Specialist, CAD technician, and Scheduler. However, each site is different and may require a unique approach. Per task order requirements, any labor category may be utilized to deliver a complete solution to the customer per GSA Contract #GS-06F-0023R. | Construction Manager | 228.51 | 228.51 | 0% | High Cost Area's (HCA): For work performed in Puerto Rico, US Virgin Islands and the metropolitan areas of Los Angeles, CA; San Diego, CA; San Francisco, CA; Detroit, MI; Boston, MA; Chicago, IL; New York, NY, Seattle, WA; Philadelphia, PA (add 15% to each applicable rate classification per GSA Contract GS-06F-0023R). Adders for Overtime and Premium Time apply per GSA Contract GS-06F-0023R.
47QMCA22A0007 | EATON CORPORATION | Development of electrical plans | After completing the preliminary site assessment, Eaton will develop an Electric Vehicle Charging Infrastructure (EVCI) conceptual design that meets customer’s expectation. Eaton will use a variety of software during the preliminary design stage including Homer Pro, SAM and CYME to optimize the design and to make sure the design meets the requirements. Eaton will provide preliminary one-line drawings showing the connection of proposed charging stations as well as generation assets and energy storage, if applicable. Eaton can provide 30%, 60%, and 100% Design Submittal Packages, as required per task order. This will usually be performed by a Design Engineer, Power Systems Engineer, Power Automation Specialist, CAD technician, and Scheduler. However, each site is different and may require a unique approach. Per task order requirements, any labor category may be utilized to deliver a complete solution to the customer per GSA Contract #GS-06F-0023R. | Design Engineer | 228.51 | 228.51 | 0% | High Cost Area's (HCA): For work performed in Puerto Rico, US Virgin Islands and the metropolitan areas of Los Angeles, CA; San Diego, CA; San Francisco, CA; Detroit, MI; Boston, MA; Chicago, IL; New York, NY, Seattle, WA; Philadelphia, PA (add 15% to each applicable rate classification per GSA Contract GS-06F-0023R). Adders for Overtime and Premium Time apply per GSA Contract GS-06F-0023R.
47QMCA22A0007 | EATON CORPORATION | Development of electrical plans | After completing the preliminary site assessment, Eaton will develop an Electric Vehicle Charging Infrastructure (EVCI) conceptual design that meets customer’s expectation. Eaton will use a variety of software during the preliminary design stage including Homer Pro, SAM and CYME to optimize the design and to make sure the design meets the requirements. Eaton will provide preliminary one-line drawings showing the connection of proposed charging stations as well as generation assets and energy storage, if applicable. Eaton can provide 30%, 60%, and 100% Design Submittal Packages, as required per task order. This will usually be performed by a Design Engineer, Power Systems Engineer, Power Automation Specialist, CAD technician, and Scheduler. However, each site is different and may require a unique approach. Per task order requirements, any labor category may be utilized to deliver a complete solution to the customer per GSA Contract #GS-06F-0023R. | Scheduler | 228.51 | 228.51 | 0% | High Cost Area's (HCA): For work performed in Puerto Rico, US Virgin Islands and the metropolitan areas of Los Angeles, CA; San Diego, CA; San Francisco, CA; Detroit, MI; Boston, MA; Chicago, IL; New York, NY, Seattle, WA; Philadelphia, PA (add 15% to each applicable rate classification per GSA Contract GS-06F-0023R). Adders for Overtime and Premium Time apply per GSA Contract GS-06F-0023R.
47QMCA22A0007 | EATON CORPORATION | Development of electrical plans | After completing the preliminary site assessment, Eaton will develop an Electric Vehicle Charging Infrastructure (EVCI) conceptual design that meets customer’s expectation. Eaton will use a variety of software during the preliminary design stage including Homer Pro, SAM and CYME to optimize the design and to make sure the design meets the requirements. Eaton will provide preliminary one-line drawings showing the connection of proposed charging stations as well as generation assets and energy storage, if applicable. Eaton can provide 30%, 60%, and 100% Design Submittal Packages, as required per task order. This will usually be performed by a Design Engineer, Power Systems Engineer, Power Automation Specialist, CAD technician, and Scheduler. However, each site is different and may require a unique approach. Per task order requirements, any labor category may be utilized to deliver a complete solution to the customer per GSA Contract #GS-06F-0023R. | Principal Engineer | 273.65 | 273.65 | 0% | High Cost Area's (HCA): For work performed in Puerto Rico, US Virgin Islands and the metropolitan areas of Los Angeles, CA; San Diego, CA; San Francisco, CA; Detroit, MI; Boston, MA; Chicago, IL; New York, NY, Seattle, WA; Philadelphia, PA (add 15% to each applicable rate classification per GSA Contract GS-06F-0023R). Adders for Overtime and Premium Time apply per GSA Contract GS-06F-0023R.
47QMCA22A0007 | EATON CORPORATION | Development of electrical plans | After completing the preliminary site assessment, Eaton will develop an Electric Vehicle Charging Infrastructure (EVCI) conceptual design that meets customer’s expectation. Eaton will use a variety of software during the preliminary design stage including Homer Pro, SAM and CYME to optimize the design and to make sure the design meets the requirements. Eaton will provide preliminary one-line drawings showing the connection of proposed charging stations as well as generation assets and energy storage, if applicable. Eaton can provide 30%, 60%, and 100% Design Submittal Packages, as required per task order. This will usually be performed by a Design Engineer, Power Systems Engineer, Power Automation Specialist, CAD technician, and Scheduler. However, each site is different and may require a unique approach. Per task order requirements, any labor category may be utilized to deliver a complete solution to the customer per GSA Contract #GS-06F-0023R. | Safety Specialist | 273.65 | 273.65 | 0% | High Cost Area's (HCA): For work performed in Puerto Rico, US Virgin Islands and the metropolitan areas of Los Angeles, CA; San Diego, CA; San Francisco, CA; Detroit, MI; Boston, MA; Chicago, IL; New York, NY, Seattle, WA; Philadelphia, PA (add 15% to each applicable rate classification per GSA Contract GS-06F-0023R). Adders for Overtime and Premium Time apply per GSA Contract GS-06F-0023R.
47QMCA22A0007 | EATON CORPORATION | Development of electrical plans | After completing the preliminary site assessment, Eaton will develop an Electric Vehicle Charging Infrastructure (EVCI) conceptual design that meets customer’s expectation. Eaton will use a variety of software during the preliminary design stage including Homer Pro, SAM and CYME to optimize the design and to make sure the design meets the requirements. Eaton will provide preliminary one-line drawings showing the connection of proposed charging stations as well as generation assets and energy storage, if applicable. Eaton can provide 30%, 60%, and 100% Design Submittal Packages, as required per task order. This will usually be performed by a Design Engineer, Power Systems Engineer, Power Automation Specialist, CAD technician, and Scheduler. However, each site is different and may require a unique approach. Per task order requirements, any labor category may be utilized to deliver a complete solution to the customer per GSA Contract #GS-06F-0023R. | Quality Specialist | 273.65 | 273.65 | 0% | High Cost Area's (HCA): For work performed in Puerto Rico, US Virgin Islands and the metropolitan areas of Los Angeles, CA; San Diego, CA; San Francisco, CA; Detroit, MI; Boston, MA; Chicago, IL; New York, NY, Seattle, WA; Philadelphia, PA (add 15% to each applicable rate classification per GSA Contract GS-06F-0023R). Adders for Overtime and Premium Time apply per GSA Contract GS-06F-0023R.
47QMCA22A0007 | EATON CORPORATION | Development of electrical plans | After completing the preliminary site assessment, Eaton will develop an Electric Vehicle Charging Infrastructure (EVCI) conceptual design that meets customer’s expectation. Eaton will use a variety of software during the preliminary design stage including Homer Pro, SAM and CYME to optimize the design and to make sure the design meets the requirements. Eaton will provide preliminary one-line drawings showing the connection of proposed charging stations as well as generation assets and energy storage, if applicable. Eaton can provide 30%, 60%, and 100% Design Submittal Packages, as required per task order. This will usually be performed by a Design Engineer, Power Systems Engineer, Power Automation Specialist, CAD technician, and Scheduler. However, each site is different and may require a unique approach. Per task order requirements, any labor category may be utilized to deliver a complete solution to the customer per GSA Contract #GS-06F-0023R. | Project Manager | 273.65 | 273.65 | 0% | High Cost Area's (HCA): For work performed in Puerto Rico, US Virgin Islands and the metropolitan areas of Los Angeles, CA; San Diego, CA; San Francisco, CA; Detroit, MI; Boston, MA; Chicago, IL; New York, NY, Seattle, WA; Philadelphia, PA (add 15% to each applicable rate classification per GSA Contract GS-06F-0023R). Adders for Overtime and Premium Time apply per GSA Contract GS-06F-0023R.
47QMCA22A0007 | EATON CORPORATION | Development of electrical plans | After completing the preliminary site assessment, Eaton will develop an Electric Vehicle Charging Infrastructure (EVCI) conceptual design that meets customer’s expectation. Eaton will use a variety of software during the preliminary design stage including Homer Pro, SAM and CYME to optimize the design and to make sure the design meets the requirements. Eaton will provide preliminary one-line drawings showing the connection of proposed charging stations as well as generation assets and energy storage, if applicable. Eaton can provide 30%, 60%, and 100% Design Submittal Packages, as required per task order. This will usually be performed by a Design Engineer, Power Systems Engineer, Power Automation Specialist, CAD technician, and Scheduler. However, each site is different and may require a unique approach. Per task order requirements, any labor category may be utilized to deliver a complete solution to the customer per GSA Contract #GS-06F-0023R. | Excitation Specialist | 355.47 | 355.47 | 0% | High Cost Area's (HCA): For work performed in Puerto Rico, US Virgin Islands and the metropolitan areas of Los Angeles, CA; San Diego, CA; San Francisco, CA; Detroit, MI; Boston, MA; Chicago, IL; New York, NY, Seattle, WA; Philadelphia, PA (add 15% to each applicable rate classification per GSA Contract GS-06F-0023R). Adders for Overtime and Premium Time apply per GSA Contract GS-06F-0023R.
47QMCA22A0007 | EATON CORPORATION | Development of electrical plans | After completing the preliminary site assessment, Eaton will develop an Electric Vehicle Charging Infrastructure (EVCI) conceptual design that meets customer’s expectation. Eaton will use a variety of software during the preliminary design stage including Homer Pro, SAM and CYME to optimize the design and to make sure the design meets the requirements. Eaton will provide preliminary one-line drawings showing the connection of proposed charging stations as well as generation assets and energy storage, if applicable. Eaton can provide 30%, 60%, and 100% Design Submittal Packages, as required per task order. This will usually be performed by a Design Engineer, Power Systems Engineer, Power Automation Specialist, CAD technician, and Scheduler. However, each site is different and may require a unique approach. Per task order requirements, any labor category may be utilized to deliver a complete solution to the customer per GSA Contract #GS-06F-0023R. | UPS Customer Service Engineer | 295.21 | 295.21 | 0% | High Cost Area's (HCA): For work performed in Puerto Rico, US Virgin Islands and the metropolitan areas of Los Angeles, CA; San Diego, CA; San Francisco, CA; Detroit, MI; Boston, MA; Chicago, IL; New York, NY, Seattle, WA; Philadelphia, PA (add 15% to each applicable rate classification per GSA Contract GS-06F-0023R). Adders for Overtime and Premium Time apply per GSA Contract GS-06F-0023R.
47QMCA22A0007 | EATON CORPORATION | Development of electrical plans | After completing the preliminary site assessment, Eaton will develop an Electric Vehicle Charging Infrastructure (EVCI) conceptual design that meets customer’s expectation. Eaton will use a variety of software during the preliminary design stage including Homer Pro, SAM and CYME to optimize the design and to make sure the design meets the requirements. Eaton will provide preliminary one-line drawings showing the connection of proposed charging stations as well as generation assets and energy storage, if applicable. Eaton can provide 30%, 60%, and 100% Design Submittal Packages, as required per task order. This will usually be performed by a Design Engineer, Power Systems Engineer, Power Automation Specialist, CAD technician, and Scheduler. However, each site is different and may require a unique approach. Per task order requirements, any labor category may be utilized to deliver a complete solution to the customer per GSA Contract #GS-06F-0023R. | Foreman | 138.69 | 138.69 | 0% | High Cost Area's (HCA): For work performed in Puerto Rico, US Virgin Islands and the metropolitan areas of Los Angeles, CA; San Diego, CA; San Francisco, CA; Detroit, MI; Boston, MA; Chicago, IL; New York, NY, Seattle, WA; Philadelphia, PA (add 15% to each applicable rate classification per GSA Contract GS-06F-0023R). Adders for Overtime and Premium Time apply per GSA Contract GS-06F-0023R.
47QMCA22A0007 | EATON CORPORATION | Development of electrical plans | After completing the preliminary site assessment, Eaton will develop an Electric Vehicle Charging Infrastructure (EVCI) conceptual design that meets customer’s expectation. Eaton will use a variety of software during the preliminary design stage including Homer Pro, SAM and CYME to optimize the design and to make sure the design meets the requirements. Eaton will provide preliminary one-line drawings showing the connection of proposed charging stations as well as generation assets and energy storage, if applicable. Eaton can provide 30%, 60%, and 100% Design Submittal Packages, as required per task order. This will usually be performed by a Design Engineer, Power Systems Engineer, Power Automation Specialist, CAD technician, and Scheduler. However, each site is different and may require a unique approach. Per task order requirements, any labor category may be utilized to deliver a complete solution to the customer per GSA Contract #GS-06F-0023R. | Electrician | 130.98 | 130.98 | 0% | High Cost Area's (HCA): For work performed in Puerto Rico, US Virgin Islands and the metropolitan areas of Los Angeles, CA; San Diego, CA; San Francisco, CA; Detroit, MI; Boston, MA; Chicago, IL; New York, NY, Seattle, WA; Philadelphia, PA (add 15% to each applicable rate classification per GSA Contract GS-06F-0023R). Adders for Overtime and Premium Time apply per GSA Contract GS-06F-0023R.
47QMCA22A0007 | EATON CORPORATION | Development of electrical plans | After completing the preliminary site assessment, Eaton will develop an Electric Vehicle Charging Infrastructure (EVCI) conceptual design that meets customer’s expectation. Eaton will use a variety of software during the preliminary design stage including Homer Pro, SAM and CYME to optimize the design and to make sure the design meets the requirements. Eaton will provide preliminary one-line drawings showing the connection of proposed charging stations as well as generation assets and energy storage, if applicable. Eaton can provide 30%, 60%, and 100% Design Submittal Packages, as required per task order. This will usually be performed by a Design Engineer, Power Systems Engineer, Power Automation Specialist, CAD technician, and Scheduler. However, each site is different and may require a unique approach. Per task order requirements, any labor category may be utilized to deliver a complete solution to the customer per GSA Contract #GS-06F-0023R. | Apprentice | 83.82 | 83.82 | 0% | High Cost Area's (HCA): For work performed in Puerto Rico, US Virgin Islands and the metropolitan areas of Los Angeles, CA; San Diego, CA; San Francisco, CA; Detroit, MI; Boston, MA; Chicago, IL; New York, NY, Seattle, WA; Philadelphia, PA (add 15% to each applicable rate classification per GSA Contract GS-06F-0023R). Adders for Overtime and Premium Time apply per GSA Contract GS-06F-0023R.
47QMCA22A0007 | EATON CORPORATION | Electrical wiring and upgrade of electrical panel | For the installation of new equipment, Eaton will supply and install all charger components include blanace of plant equipment. This includes multiple car chargers, external inverters if applicable, transofrmers and wiring and connectors. For cable and conduit, Eaton will supply and install all above grade and below grade cable and conduit for all power, control, communications, and grounding systems. Eaton can provide installation of new equipment to meet planned infrastructure needs as well as upgrade of existing electrical equipment. This will usually be performed by a Field Service Specialist or Technician, Foreman, Electrician, or Apprentice. However, each site is different and may require a unique approach. Per task order requirements, any labor category may be utilized to deliver a complete solution to the customer per GSA Contract #GS-06F-0023R. | In-Shop Technician | 134.71 | 134.71 | 0% | High Cost Area's (HCA): For work performed in Puerto Rico, US Virgin Islands and the metropolitan areas of Los Angeles, CA; San Diego, CA; San Francisco, CA; Detroit, MI; Boston, MA; Chicago, IL; New York, NY, Seattle, WA; Philadelphia, PA (add 15% to each applicable rate classification per GSA Contract GS-06F-0023R). Adders for Overtime and Premium Time apply per GSA Contract GS-06F-0023R.
47QMCA22A0007 | EATON CORPORATION | Electrical wiring and upgrade of electrical panel | For the installation of new equipment, Eaton will supply and install all charger components include blanace of plant equipment. This includes multiple car chargers, external inverters if applicable, transofrmers and wiring and connectors. For cable and conduit, Eaton will supply and install all above grade and below grade cable and conduit for all power, control, communications, and grounding systems. Eaton can provide installation of new equipment to meet planned infrastructure needs as well as upgrade of existing electrical equipment. This will usually be performed by a Field Service Specialist or Technician, Foreman, Electrician, or Apprentice. However, each site is different and may require a unique approach. Per task order requirements, any labor category may be utilized to deliver a complete solution to the customer per GSA Contract #GS-06F-0023R. | Field Service Technician | 163.63 | 163.63 | 0% | High Cost Area's (HCA): For work performed in Puerto Rico, US Virgin Islands and the metropolitan areas of Los Angeles, CA; San Diego, CA; San Francisco, CA; Detroit, MI; Boston, MA; Chicago, IL; New York, NY, Seattle, WA; Philadelphia, PA (add 15% to each applicable rate classification per GSA Contract GS-06F-0023R). Adders for Overtime and Premium Time apply per GSA Contract GS-06F-0023R.
47QMCA22A0007 | EATON CORPORATION | Electrical wiring and upgrade of electrical panel | For the installation of new equipment, Eaton will supply and install all charger components include blanace of plant equipment. This includes multiple car chargers, external inverters if applicable, transofrmers and wiring and connectors. For cable and conduit, Eaton will supply and install all above grade and below grade cable and conduit for all power, control, communications, and grounding systems. Eaton can provide installation of new equipment to meet planned infrastructure needs as well as upgrade of existing electrical equipment. This will usually be performed by a Field Service Specialist or Technician, Foreman, Electrician, or Apprentice. However, each site is different and may require a unique approach. Per task order requirements, any labor category may be utilized to deliver a complete solution to the customer per GSA Contract #GS-06F-0023R. | Field Service Specialist | 206.65 | 206.65 | 0% | High Cost Area's (HCA): For work performed in Puerto Rico, US Virgin Islands and the metropolitan areas of Los Angeles, CA; San Diego, CA; San Francisco, CA; Detroit, MI; Boston, MA; Chicago, IL; New York, NY, Seattle, WA; Philadelphia, PA (add 15% to each applicable rate classification per GSA Contract GS-06F-0023R). Adders for Overtime and Premium Time apply per GSA Contract GS-06F-0023R.
47QMCA22A0007 | EATON CORPORATION | Electrical wiring and upgrade of electrical panel | For the installation of new equipment, Eaton will supply and install all charger components include blanace of plant equipment. This includes multiple car chargers, external inverters if applicable, transofrmers and wiring and connectors. For cable and conduit, Eaton will supply and install all above grade and below grade cable and conduit for all power, control, communications, and grounding systems. Eaton can provide installation of new equipment to meet planned infrastructure needs as well as upgrade of existing electrical equipment. This will usually be performed by a Field Service Specialist or Technician, Foreman, Electrician, or Apprentice. However, each site is different and may require a unique approach. Per task order requirements, any labor category may be utilized to deliver a complete solution to the customer per GSA Contract #GS-06F-0023R. | Power Automation Specialist | 273.65 | 273.65 | 0% | High Cost Area's (HCA): For work performed in Puerto Rico, US Virgin Islands and the metropolitan areas of Los Angeles, CA; San Diego, CA; San Francisco, CA; Detroit, MI; Boston, MA; Chicago, IL; New York, NY, Seattle, WA; Philadelphia, PA (add 15% to each applicable rate classification per GSA Contract GS-06F-0023R). Adders for Overtime and Premium Time apply per GSA Contract GS-06F-0023R.
47QMCA22A0007 | EATON CORPORATION | Electrical wiring and upgrade of electrical panel | For the installation of new equipment, Eaton will supply and install all charger components include blanace of plant equipment. This includes multiple car chargers, external inverters if applicable, transofrmers and wiring and connectors. For cable and conduit, Eaton will supply and install all above grade and below grade cable and conduit for all power, control, communications, and grounding systems. Eaton can provide installation of new equipment to meet planned infrastructure needs as well as upgrade of existing electrical equipment. This will usually be performed by a Field Service Specialist or Technician, Foreman, Electrician, or Apprentice. However, each site is different and may require a unique approach. Per task order requirements, any labor category may be utilized to deliver a complete solution to the customer per GSA Contract #GS-06F-0023R. | Special Consultant/Forensic Analysis | 355.47 | 355.47 | 0% | High Cost Area's (HCA): For work performed in Puerto Rico, US Virgin Islands and the metropolitan areas of Los Angeles, CA; San Diego, CA; San Francisco, CA; Detroit, MI; Boston, MA; Chicago, IL; New York, NY, Seattle, WA; Philadelphia, PA (add 15% to each applicable rate classification per GSA Contract GS-06F-0023R). Adders for Overtime and Premium Time apply per GSA Contract GS-06F-0023R.
47QMCA22A0007 | EATON CORPORATION | Electrical wiring and upgrade of electrical panel | For the installation of new equipment, Eaton will supply and install all charger components include blanace of plant equipment. This includes multiple car chargers, external inverters if applicable, transofrmers and wiring and connectors. For cable and conduit, Eaton will supply and install all above grade and below grade cable and conduit for all power, control, communications, and grounding systems. Eaton can provide installation of new equipment to meet planned infrastructure needs as well as upgrade of existing electrical equipment. This will usually be performed by a Field Service Specialist or Technician, Foreman, Electrician, or Apprentice. However, each site is different and may require a unique approach. Per task order requirements, any labor category may be utilized to deliver a complete solution to the customer per GSA Contract #GS-06F-0023R. | CAD Technician | 114.26 | 114.26 | 0% | High Cost Area's (HCA): For work performed in Puerto Rico, US Virgin Islands and the metropolitan areas of Los Angeles, CA; San Diego, CA; San Francisco, CA; Detroit, MI; Boston, MA; Chicago, IL; New York, NY, Seattle, WA; Philadelphia, PA (add 15% to each applicable rate classification per GSA Contract GS-06F-0023R). Adders for Overtime and Premium Time apply per GSA Contract GS-06F-0023R.
47QMCA22A0007 | EATON CORPORATION | Electrical wiring and upgrade of electrical panel | For the installation of new equipment, Eaton will supply and install all charger components include blanace of plant equipment. This includes multiple car chargers, external inverters if applicable, transofrmers and wiring and connectors. For cable and conduit, Eaton will supply and install all above grade and below grade cable and conduit for all power, control, communications, and grounding systems. Eaton can provide installation of new equipment to meet planned infrastructure needs as well as upgrade of existing electrical equipment. This will usually be performed by a Field Service Specialist or Technician, Foreman, Electrician, or Apprentice. However, each site is different and may require a unique approach. Per task order requirements, any labor category may be utilized to deliver a complete solution to the customer per GSA Contract #GS-06F-0023R. | Power System Engineer | 273.65 | 273.65 | 0% | High Cost Area's (HCA): For work performed in Puerto Rico, US Virgin Islands and the metropolitan areas of Los Angeles, CA; San Diego, CA; San Francisco, CA; Detroit, MI; Boston, MA; Chicago, IL; New York, NY, Seattle, WA; Philadelphia, PA (add 15% to each applicable rate classification per GSA Contract GS-06F-0023R). Adders for Overtime and Premium Time apply per GSA Contract GS-06F-0023R.
47QMCA22A0007 | EATON CORPORATION | Electrical wiring and upgrade of electrical panel | For the installation of new equipment, Eaton will supply and install all charger components include blanace of plant equipment. This includes multiple car chargers, external inverters if applicable, transofrmers and wiring and connectors. For cable and conduit, Eaton will supply and install all above grade and below grade cable and conduit for all power, control, communications, and grounding systems. Eaton can provide installation of new equipment to meet planned infrastructure needs as well as upgrade of existing electrical equipment. This will usually be performed by a Field Service Specialist or Technician, Foreman, Electrician, or Apprentice. However, each site is different and may require a unique approach. Per task order requirements, any labor category may be utilized to deliver a complete solution to the customer per GSA Contract #GS-06F-0023R. | Construction Manager | 228.51 | 228.51 | 0% | High Cost Area's (HCA): For work performed in Puerto Rico, US Virgin Islands and the metropolitan areas of Los Angeles, CA; San Diego, CA; San Francisco, CA; Detroit, MI; Boston, MA; Chicago, IL; New York, NY, Seattle, WA; Philadelphia, PA (add 15% to each applicable rate classification per GSA Contract GS-06F-0023R). Adders for Overtime and Premium Time apply per GSA Contract GS-06F-0023R.
47QMCA22A0007 | EATON CORPORATION | Electrical wiring and upgrade of electrical panel | For the installation of new equipment, Eaton will supply and install all charger components include blanace of plant equipment. This includes multiple car chargers, external inverters if applicable, transofrmers and wiring and connectors. For cable and conduit, Eaton will supply and install all above grade and below grade cable and conduit for all power, control, communications, and grounding systems. Eaton can provide installation of new equipment to meet planned infrastructure needs as well as upgrade of existing electrical equipment. This will usually be performed by a Field Service Specialist or Technician, Foreman, Electrician, or Apprentice. However, each site is different and may require a unique approach. Per task order requirements, any labor category may be utilized to deliver a complete solution to the customer per GSA Contract #GS-06F-0023R. | Design Engineer | 228.51 | 228.51 | 0% | High Cost Area's (HCA): For work performed in Puerto Rico, US Virgin Islands and the metropolitan areas of Los Angeles, CA; San Diego, CA; San Francisco, CA; Detroit, MI; Boston, MA; Chicago, IL; New York, NY, Seattle, WA; Philadelphia, PA (add 15% to each applicable rate classification per GSA Contract GS-06F-0023R). Adders for Overtime and Premium Time apply per GSA Contract GS-06F-0023R.
47QMCA22A0007 | EATON CORPORATION | Electrical wiring and upgrade of electrical panel | For the installation of new equipment, Eaton will supply and install all charger components include blanace of plant equipment. This includes multiple car chargers, external inverters if applicable, transofrmers and wiring and connectors. For cable and conduit, Eaton will supply and install all above grade and below grade cable and conduit for all power, control, communications, and grounding systems. Eaton can provide installation of new equipment to meet planned infrastructure needs as well as upgrade of existing electrical equipment. This will usually be performed by a Field Service Specialist or Technician, Foreman, Electrician, or Apprentice. However, each site is different and may require a unique approach. Per task order requirements, any labor category may be utilized to deliver a complete solution to the customer per GSA Contract #GS-06F-0023R. | Scheduler | 228.51 | 228.51 | 0% | High Cost Area's (HCA): For work performed in Puerto Rico, US Virgin Islands and the metropolitan areas of Los Angeles, CA; San Diego, CA; San Francisco, CA; Detroit, MI; Boston, MA; Chicago, IL; New York, NY, Seattle, WA; Philadelphia, PA (add 15% to each applicable rate classification per GSA Contract GS-06F-0023R). Adders for Overtime and Premium Time apply per GSA Contract GS-06F-0023R.
47QMCA22A0007 | EATON CORPORATION | Electrical wiring and upgrade of electrical panel | For the installation of new equipment, Eaton will supply and install all charger components include blanace of plant equipment. This includes multiple car chargers, external inverters if applicable, transofrmers and wiring and connectors. For cable and conduit, Eaton will supply and install all above grade and below grade cable and conduit for all power, control, communications, and grounding systems. Eaton can provide installation of new equipment to meet planned infrastructure needs as well as upgrade of existing electrical equipment. This will usually be performed by a Field Service Specialist or Technician, Foreman, Electrician, or Apprentice. However, each site is different and may require a unique approach. Per task order requirements, any labor category may be utilized to deliver a complete solution to the customer per GSA Contract #GS-06F-0023R. | Principal Engineer | 273.65 | 273.65 | 0% | High Cost Area's (HCA): For work performed in Puerto Rico, US Virgin Islands and the metropolitan areas of Los Angeles, CA; San Diego, CA; San Francisco, CA; Detroit, MI; Boston, MA; Chicago, IL; New York, NY, Seattle, WA; Philadelphia, PA (add 15% to each applicable rate classification per GSA Contract GS-06F-0023R). Adders for Overtime and Premium Time apply per GSA Contract GS-06F-0023R.
47QMCA22A0007 | EATON CORPORATION | Electrical wiring and upgrade of electrical panel | For the installation of new equipment, Eaton will supply and install all charger components include blanace of plant equipment. This includes multiple car chargers, external inverters if applicable, transofrmers and wiring and connectors. For cable and conduit, Eaton will supply and install all above grade and below grade cable and conduit for all power, control, communications, and grounding systems. Eaton can provide installation of new equipment to meet planned infrastructure needs as well as upgrade of existing electrical equipment. This will usually be performed by a Field Service Specialist or Technician, Foreman, Electrician, or Apprentice. However, each site is different and may require a unique approach. Per task order requirements, any labor category may be utilized to deliver a complete solution to the customer per GSA Contract #GS-06F-0023R. | Safety Specialist | 273.65 | 273.65 | 0% | High Cost Area's (HCA): For work performed in Puerto Rico, US Virgin Islands and the metropolitan areas of Los Angeles, CA; San Diego, CA; San Francisco, CA; Detroit, MI; Boston, MA; Chicago, IL; New York, NY, Seattle, WA; Philadelphia, PA (add 15% to each applicable rate classification per GSA Contract GS-06F-0023R). Adders for Overtime and Premium Time apply per GSA Contract GS-06F-0023R.
47QMCA22A0007 | EATON CORPORATION | Electrical wiring and upgrade of electrical panel | For the installation of new equipment, Eaton will supply and install all charger components include blanace of plant equipment. This includes multiple car chargers, external inverters if applicable, transofrmers and wiring and connectors. For cable and conduit, Eaton will supply and install all above grade and below grade cable and conduit for all power, control, communications, and grounding systems. Eaton can provide installation of new equipment to meet planned infrastructure needs as well as upgrade of existing electrical equipment. This will usually be performed by a Field Service Specialist or Technician, Foreman, Electrician, or Apprentice. However, each site is different and may require a unique approach. Per task order requirements, any labor category may be utilized to deliver a complete solution to the customer per GSA Contract #GS-06F-0023R. | Quality Specialist | 273.65 | 273.65 | 0% | High Cost Area's (HCA): For work performed in Puerto Rico, US Virgin Islands and the metropolitan areas of Los Angeles, CA; San Diego, CA; San Francisco, CA; Detroit, MI; Boston, MA; Chicago, IL; New York, NY, Seattle, WA; Philadelphia, PA (add 15% to each applicable rate classification per GSA Contract GS-06F-0023R). Adders for Overtime and Premium Time apply per GSA Contract GS-06F-0023R.
47QMCA22A0007 | EATON CORPORATION | Electrical wiring and upgrade of electrical panel | For the installation of new equipment, Eaton will supply and install all charger components include blanace of plant equipment. This includes multiple car chargers, external inverters if applicable, transofrmers and wiring and connectors. For cable and conduit, Eaton will supply and install all above grade and below grade cable and conduit for all power, control, communications, and grounding systems. Eaton can provide installation of new equipment to meet planned infrastructure needs as well as upgrade of existing electrical equipment. This will usually be performed by a Field Service Specialist or Technician, Foreman, Electrician, or Apprentice. However, each site is different and may require a unique approach. Per task order requirements, any labor category may be utilized to deliver a complete solution to the customer per GSA Contract #GS-06F-0023R. | Project Manager | 273.65 | 273.65 | 0% | High Cost Area's (HCA): For work performed in Puerto Rico, US Virgin Islands and the metropolitan areas of Los Angeles, CA; San Diego, CA; San Francisco, CA; Detroit, MI; Boston, MA; Chicago, IL; New York, NY, Seattle, WA; Philadelphia, PA (add 15% to each applicable rate classification per GSA Contract GS-06F-0023R). Adders for Overtime and Premium Time apply per GSA Contract GS-06F-0023R.
47QMCA22A0007 | EATON CORPORATION | Electrical wiring and upgrade of electrical panel | For the installation of new equipment, Eaton will supply and install all charger components include blanace of plant equipment. This includes multiple car chargers, external inverters if applicable, transofrmers and wiring and connectors. For cable and conduit, Eaton will supply and install all above grade and below grade cable and conduit for all power, control, communications, and grounding systems. Eaton can provide installation of new equipment to meet planned infrastructure needs as well as upgrade of existing electrical equipment. This will usually be performed by a Field Service Specialist or Technician, Foreman, Electrician, or Apprentice. However, each site is different and may require a unique approach. Per task order requirements, any labor category may be utilized to deliver a complete solution to the customer per GSA Contract #GS-06F-0023R. | Excitation Specialist | 355.47 | 355.47 | 0% | High Cost Area's (HCA): For work performed in Puerto Rico, US Virgin Islands and the metropolitan areas of Los Angeles, CA; San Diego, CA; San Francisco, CA; Detroit, MI; Boston, MA; Chicago, IL; New York, NY, Seattle, WA; Philadelphia, PA (add 15% to each applicable rate classification per GSA Contract GS-06F-0023R). Adders for Overtime and Premium Time apply per GSA Contract GS-06F-0023R.
47QMCA22A0007 | EATON CORPORATION | Electrical wiring and upgrade of electrical panel | For the installation of new equipment, Eaton will supply and install all charger components include blanace of plant equipment. This includes multiple car chargers, external inverters if applicable, transofrmers and wiring and connectors. For cable and conduit, Eaton will supply and install all above grade and below grade cable and conduit for all power, control, communications, and grounding systems. Eaton can provide installation of new equipment to meet planned infrastructure needs as well as upgrade of existing electrical equipment. This will usually be performed by a Field Service Specialist or Technician, Foreman, Electrician, or Apprentice. However, each site is different and may require a unique approach. Per task order requirements, any labor category may be utilized to deliver a complete solution to the customer per GSA Contract #GS-06F-0023R. | UPS Customer Service Engineer | 295.21 | 295.21 | 0% | High Cost Area's (HCA): For work performed in Puerto Rico, US Virgin Islands and the metropolitan areas of Los Angeles, CA; San Diego, CA; San Francisco, CA; Detroit, MI; Boston, MA; Chicago, IL; New York, NY, Seattle, WA; Philadelphia, PA (add 15% to each applicable rate classification per GSA Contract GS-06F-0023R). Adders for Overtime and Premium Time apply per GSA Contract GS-06F-0023R.
47QMCA22A0007 | EATON CORPORATION | Electrical wiring and upgrade of electrical panel | For the installation of new equipment, Eaton will supply and install all charger components include blanace of plant equipment. This includes multiple car chargers, external inverters if applicable, transofrmers and wiring and connectors. For cable and conduit, Eaton will supply and install all above grade and below grade cable and conduit for all power, control, communications, and grounding systems. Eaton can provide installation of new equipment to meet planned infrastructure needs as well as upgrade of existing electrical equipment. This will usually be performed by a Field Service Specialist or Technician, Foreman, Electrician, or Apprentice. However, each site is different and may require a unique approach. Per task order requirements, any labor category may be utilized to deliver a complete solution to the customer per GSA Contract #GS-06F-0023R. | Foreman | 138.69 | 138.69 | 0% | High Cost Area's (HCA): For work performed in Puerto Rico, US Virgin Islands and the metropolitan areas of Los Angeles, CA; San Diego, CA; San Francisco, CA; Detroit, MI; Boston, MA; Chicago, IL; New York, NY, Seattle, WA; Philadelphia, PA (add 15% to each applicable rate classification per GSA Contract GS-06F-0023R). Adders for Overtime and Premium Time apply per GSA Contract GS-06F-0023R.
47QMCA22A0007 | EATON CORPORATION | Electrical wiring and upgrade of electrical panel | For the installation of new equipment, Eaton will supply and install all charger components include blanace of plant equipment. This includes multiple car chargers, external inverters if applicable, transofrmers and wiring and connectors. For cable and conduit, Eaton will supply and install all above grade and below grade cable and conduit for all power, control, communications, and grounding systems. Eaton can provide installation of new equipment to meet planned infrastructure needs as well as upgrade of existing electrical equipment. This will usually be performed by a Field Service Specialist or Technician, Foreman, Electrician, or Apprentice. However, each site is different and may require a unique approach. Per task order requirements, any labor category may be utilized to deliver a complete solution to the customer per GSA Contract #GS-06F-0023R. | Electrician | 130.98 | 130.98 | 0% | High Cost Area's (HCA): For work performed in Puerto Rico, US Virgin Islands and the metropolitan areas of Los Angeles, CA; San Diego, CA; San Francisco, CA; Detroit, MI; Boston, MA; Chicago, IL; New York, NY, Seattle, WA; Philadelphia, PA (add 15% to each applicable rate classification per GSA Contract GS-06F-0023R). Adders for Overtime and Premium Time apply per GSA Contract GS-06F-0023R.
47QMCA22A0007 | EATON CORPORATION | Electrical wiring and upgrade of electrical panel | For the installation of new equipment, Eaton will supply and install all charger components include blanace of plant equipment. This includes multiple car chargers, external inverters if applicable, transofrmers and wiring and connectors. For cable and conduit, Eaton will supply and install all above grade and below grade cable and conduit for all power, control, communications, and grounding systems. Eaton can provide installation of new equipment to meet planned infrastructure needs as well as upgrade of existing electrical equipment. This will usually be performed by a Field Service Specialist or Technician, Foreman, Electrician, or Apprentice. However, each site is different and may require a unique approach. Per task order requirements, any labor category may be utilized to deliver a complete solution to the customer per GSA Contract #GS-06F-0023R. | Apprentice | 83.82 | 83.82 | 0% | High Cost Area's (HCA): For work performed in Puerto Rico, US Virgin Islands and the metropolitan areas of Los Angeles, CA; San Diego, CA; San Francisco, CA; Detroit, MI; Boston, MA; Chicago, IL; New York, NY, Seattle, WA; Philadelphia, PA (add 15% to each applicable rate classification per GSA Contract GS-06F-0023R). Adders for Overtime and Premium Time apply per GSA Contract GS-06F-0023R.
47QMCA22A0007 | EATON CORPORATION | Site Preparation | Eaton will receive, offload, and set all equipment and materials it provides for the respective task orders. This will usually be performed by a Project Manager, Construction Manager, Field Service Specialist or Technician, Foreman, or Electrician. However, each site is different and may require a unique approach. Per task order requirements, any labor category may be utilized to deliver a complete solution to the customer per GSA Contract #GS-06F-0023R. | In-Shop Technician | 134.71 | 134.71 | 0% | High Cost Area's (HCA): For work performed in Puerto Rico, US Virgin Islands and the metropolitan areas of Los Angeles, CA; San Diego, CA; San Francisco, CA; Detroit, MI; Boston, MA; Chicago, IL; New York, NY, Seattle, WA; Philadelphia, PA (add 15% to each applicable rate classification per GSA Contract GS-06F-0023R). Adders for Overtime and Premium Time apply per GSA Contract GS-06F-0023R.
47QMCA22A0007 | EATON CORPORATION | Site Preparation | Eaton will receive, offload, and set all equipment and materials it provides for the respective task orders. This will usually be performed by a Project Manager, Construction Manager, Field Service Specialist or Technician, Foreman, or Electrician. However, each site is different and may require a unique approach. Per task order requirements, any labor category may be utilized to deliver a complete solution to the customer per GSA Contract #GS-06F-0023R. | Field Service Technician | 163.63 | 163.63 | 0% | High Cost Area's (HCA): For work performed in Puerto Rico, US Virgin Islands and the metropolitan areas of Los Angeles, CA; San Diego, CA; San Francisco, CA; Detroit, MI; Boston, MA; Chicago, IL; New York, NY, Seattle, WA; Philadelphia, PA (add 15% to each applicable rate classification per GSA Contract GS-06F-0023R). Adders for Overtime and Premium Time apply per GSA Contract GS-06F-0023R.
47QMCA22A0007 | EATON CORPORATION | Site Preparation | Eaton will receive, offload, and set all equipment and materials it provides for the respective task orders. This will usually be performed by a Project Manager, Construction Manager, Field Service Specialist or Technician, Foreman, or Electrician. However, each site is different and may require a unique approach. Per task order requirements, any labor category may be utilized to deliver a complete solution to the customer per GSA Contract #GS-06F-0023R. | Field Service Specialist | 206.65 | 206.65 | 0% | High Cost Area's (HCA): For work performed in Puerto Rico, US Virgin Islands and the metropolitan areas of Los Angeles, CA; San Diego, CA; San Francisco, CA; Detroit, MI; Boston, MA; Chicago, IL; New York, NY, Seattle, WA; Philadelphia, PA (add 15% to each applicable rate classification per GSA Contract GS-06F-0023R). Adders for Overtime and Premium Time apply per GSA Contract GS-06F-0023R.
47QMCA22A0007 | EATON CORPORATION | Site Preparation | Eaton will receive, offload, and set all equipment and materials it provides for the respective task orders. This will usually be performed by a Project Manager, Construction Manager, Field Service Specialist or Technician, Foreman, or Electrician. However, each site is different and may require a unique approach. Per task order requirements, any labor category may be utilized to deliver a complete solution to the customer per GSA Contract #GS-06F-0023R. | Power Automation Specialist | 273.65 | 273.65 | 0% | High Cost Area's (HCA): For work performed in Puerto Rico, US Virgin Islands and the metropolitan areas of Los Angeles, CA; San Diego, CA; San Francisco, CA; Detroit, MI; Boston, MA; Chicago, IL; New York, NY, Seattle, WA; Philadelphia, PA (add 15% to each applicable rate classification per GSA Contract GS-06F-0023R). Adders for Overtime and Premium Time apply per GSA Contract GS-06F-0023R.
47QMCA22A0007 | EATON CORPORATION | Site Preparation | Eaton will receive, offload, and set all equipment and materials it provides for the respective task orders. This will usually be performed by a Project Manager, Construction Manager, Field Service Specialist or Technician, Foreman, or Electrician. However, each site is different and may require a unique approach. Per task order requirements, any labor category may be utilized to deliver a complete solution to the customer per GSA Contract #GS-06F-0023R. | Special Consultant/Forensic Analysis | 355.47 | 355.47 | 0% | High Cost Area's (HCA): For work performed in Puerto Rico, US Virgin Islands and the metropolitan areas of Los Angeles, CA; San Diego, CA; San Francisco, CA; Detroit, MI; Boston, MA; Chicago, IL; New York, NY, Seattle, WA; Philadelphia, PA (add 15% to each applicable rate classification per GSA Contract GS-06F-0023R). Adders for Overtime and Premium Time apply per GSA Contract GS-06F-0023R.
47QMCA22A0007 | EATON CORPORATION | Site Preparation | Eaton will receive, offload, and set all equipment and materials it provides for the respective task orders. This will usually be performed by a Project Manager, Construction Manager, Field Service Specialist or Technician, Foreman, or Electrician. However, each site is different and may require a unique approach. Per task order requirements, any labor category may be utilized to deliver a complete solution to the customer per GSA Contract #GS-06F-0023R. | CAD Technician | 114.26 | 114.26 | 0% | High Cost Area's (HCA): For work performed in Puerto Rico, US Virgin Islands and the metropolitan areas of Los Angeles, CA; San Diego, CA; San Francisco, CA; Detroit, MI; Boston, MA; Chicago, IL; New York, NY, Seattle, WA; Philadelphia, PA (add 15% to each applicable rate classification per GSA Contract GS-06F-0023R). Adders for Overtime and Premium Time apply per GSA Contract GS-06F-0023R.
47QMCA22A0007 | EATON CORPORATION | Site Preparation | Eaton will receive, offload, and set all equipment and materials it provides for the respective task orders. This will usually be performed by a Project Manager, Construction Manager, Field Service Specialist or Technician, Foreman, or Electrician. However, each site is different and may require a unique approach. Per task order requirements, any labor category may be utilized to deliver a complete solution to the customer per GSA Contract #GS-06F-0023R. | Power System Engineer | 273.65 | 273.65 | 0% | High Cost Area's (HCA): For work performed in Puerto Rico, US Virgin Islands and the metropolitan areas of Los Angeles, CA; San Diego, CA; San Francisco, CA; Detroit, MI; Boston, MA; Chicago, IL; New York, NY, Seattle, WA; Philadelphia, PA (add 15% to each applicable rate classification per GSA Contract GS-06F-0023R). Adders for Overtime and Premium Time apply per GSA Contract GS-06F-0023R.
47QMCA22A0007 | EATON CORPORATION | Site Preparation | Eaton will receive, offload, and set all equipment and materials it provides for the respective task orders. This will usually be performed by a Project Manager, Construction Manager, Field Service Specialist or Technician, Foreman, or Electrician. However, each site is different and may require a unique approach. Per task order requirements, any labor category may be utilized to deliver a complete solution to the customer per GSA Contract #GS-06F-0023R. | Construction Manager | 228.51 | 228.51 | 0% | High Cost Area's (HCA): For work performed in Puerto Rico, US Virgin Islands and the metropolitan areas of Los Angeles, CA; San Diego, CA; San Francisco, CA; Detroit, MI; Boston, MA; Chicago, IL; New York, NY, Seattle, WA; Philadelphia, PA (add 15% to each applicable rate classification per GSA Contract GS-06F-0023R). Adders for Overtime and Premium Time apply per GSA Contract GS-06F-0023R.
47QMCA22A0007 | EATON CORPORATION | Site Preparation | Eaton will receive, offload, and set all equipment and materials it provides for the respective task orders. This will usually be performed by a Project Manager, Construction Manager, Field Service Specialist or Technician, Foreman, or Electrician. However, each site is different and may require a unique approach. Per task order requirements, any labor category may be utilized to deliver a complete solution to the customer per GSA Contract #GS-06F-0023R. | Design Engineer | 228.51 | 228.51 | 0% | High Cost Area's (HCA): For work performed in Puerto Rico, US Virgin Islands and the metropolitan areas of Los Angeles, CA; San Diego, CA; San Francisco, CA; Detroit, MI; Boston, MA; Chicago, IL; New York, NY, Seattle, WA; Philadelphia, PA (add 15% to each applicable rate classification per GSA Contract GS-06F-0023R). Adders for Overtime and Premium Time apply per GSA Contract GS-06F-0023R.
47QMCA22A0007 | EATON CORPORATION | Site Preparation | Eaton will receive, offload, and set all equipment and materials it provides for the respective task orders. This will usually be performed by a Project Manager, Construction Manager, Field Service Specialist or Technician, Foreman, or Electrician. However, each site is different and may require a unique approach. Per task order requirements, any labor category may be utilized to deliver a complete solution to the customer per GSA Contract #GS-06F-0023R. | Scheduler | 228.51 | 228.51 | 0% | High Cost Area's (HCA): For work performed in Puerto Rico, US Virgin Islands and the metropolitan areas of Los Angeles, CA; San Diego, CA; San Francisco, CA; Detroit, MI; Boston, MA; Chicago, IL; New York, NY, Seattle, WA; Philadelphia, PA (add 15% to each applicable rate classification per GSA Contract GS-06F-0023R). Adders for Overtime and Premium Time apply per GSA Contract GS-06F-0023R.
47QMCA22A0007 | EATON CORPORATION | Site Preparation | Eaton will receive, offload, and set all equipment and materials it provides for the respective task orders. This will usually be performed by a Project Manager, Construction Manager, Field Service Specialist or Technician, Foreman, or Electrician. However, each site is different and may require a unique approach. Per task order requirements, any labor category may be utilized to deliver a complete solution to the customer per GSA Contract #GS-06F-0023R. | Principal Engineer | 273.65 | 273.65 | 0% | High Cost Area's (HCA): For work performed in Puerto Rico, US Virgin Islands and the metropolitan areas of Los Angeles, CA; San Diego, CA; San Francisco, CA; Detroit, MI; Boston, MA; Chicago, IL; New York, NY, Seattle, WA; Philadelphia, PA (add 15% to each applicable rate classification per GSA Contract GS-06F-0023R). Adders for Overtime and Premium Time apply per GSA Contract GS-06F-0023R.
47QMCA22A0007 | EATON CORPORATION | Site Preparation | Eaton will receive, offload, and set all equipment and materials it provides for the respective task orders. This will usually be performed by a Project Manager, Construction Manager, Field Service Specialist or Technician, Foreman, or Electrician. However, each site is different and may require a unique approach. Per task order requirements, any labor category may be utilized to deliver a complete solution to the customer per GSA Contract #GS-06F-0023R. | Safety Specialist | 273.65 | 273.65 | 0% | High Cost Area's (HCA): For work performed in Puerto Rico, US Virgin Islands and the metropolitan areas of Los Angeles, CA; San Diego, CA; San Francisco, CA; Detroit, MI; Boston, MA; Chicago, IL; New York, NY, Seattle, WA; Philadelphia, PA (add 15% to each applicable rate classification per GSA Contract GS-06F-0023R). Adders for Overtime and Premium Time apply per GSA Contract GS-06F-0023R.
47QMCA22A0007 | EATON CORPORATION | Site Preparation | Eaton will receive, offload, and set all equipment and materials it provides for the respective task orders. This will usually be performed by a Project Manager, Construction Manager, Field Service Specialist or Technician, Foreman, or Electrician. However, each site is different and may require a unique approach. Per task order requirements, any labor category may be utilized to deliver a complete solution to the customer per GSA Contract #GS-06F-0023R. | Quality Specialist | 273.65 | 273.65 | 0% | High Cost Area's (HCA): For work performed in Puerto Rico, US Virgin Islands and the metropolitan areas of Los Angeles, CA; San Diego, CA; San Francisco, CA; Detroit, MI; Boston, MA; Chicago, IL; New York, NY, Seattle, WA; Philadelphia, PA (add 15% to each applicable rate classification per GSA Contract GS-06F-0023R). Adders for Overtime and Premium Time apply per GSA Contract GS-06F-0023R.
47QMCA22A0007 | EATON CORPORATION | Site Preparation | Eaton will receive, offload, and set all equipment and materials it provides for the respective task orders. This will usually be performed by a Project Manager, Construction Manager, Field Service Specialist or Technician, Foreman, or Electrician. However, each site is different and may require a unique approach. Per task order requirements, any labor category may be utilized to deliver a complete solution to the customer per GSA Contract #GS-06F-0023R. | Project Manager | 273.65 | 273.65 | 0% | High Cost Area's (HCA): For work performed in Puerto Rico, US Virgin Islands and the metropolitan areas of Los Angeles, CA; San Diego, CA; San Francisco, CA; Detroit, MI; Boston, MA; Chicago, IL; New York, NY, Seattle, WA; Philadelphia, PA (add 15% to each applicable rate classification per GSA Contract GS-06F-0023R). Adders for Overtime and Premium Time apply per GSA Contract GS-06F-0023R.
47QMCA22A0007 | EATON CORPORATION | Site Preparation | Eaton will receive, offload, and set all equipment and materials it provides for the respective task orders. This will usually be performed by a Project Manager, Construction Manager, Field Service Specialist or Technician, Foreman, or Electrician. However, each site is different and may require a unique approach. Per task order requirements, any labor category may be utilized to deliver a complete solution to the customer per GSA Contract #GS-06F-0023R. | Excitation Specialist | 355.47 | 355.47 | 0% | High Cost Area's (HCA): For work performed in Puerto Rico, US Virgin Islands and the metropolitan areas of Los Angeles, CA; San Diego, CA; San Francisco, CA; Detroit, MI; Boston, MA; Chicago, IL; New York, NY, Seattle, WA; Philadelphia, PA (add 15% to each applicable rate classification per GSA Contract GS-06F-0023R). Adders for Overtime and Premium Time apply per GSA Contract GS-06F-0023R.
47QMCA22A0007 | EATON CORPORATION | Site Preparation | Eaton will receive, offload, and set all equipment and materials it provides for the respective task orders. This will usually be performed by a Project Manager, Construction Manager, Field Service Specialist or Technician, Foreman, or Electrician. However, each site is different and may require a unique approach. Per task order requirements, any labor category may be utilized to deliver a complete solution to the customer per GSA Contract #GS-06F-0023R. | UPS Customer Service Engineer | 295.21 | 295.21 | 0% | High Cost Area's (HCA): For work performed in Puerto Rico, US Virgin Islands and the metropolitan areas of Los Angeles, CA; San Diego, CA; San Francisco, CA; Detroit, MI; Boston, MA; Chicago, IL; New York, NY, Seattle, WA; Philadelphia, PA (add 15% to each applicable rate classification per GSA Contract GS-06F-0023R). Adders for Overtime and Premium Time apply per GSA Contract GS-06F-0023R.
47QMCA22A0007 | EATON CORPORATION | Site Preparation | Eaton will receive, offload, and set all equipment and materials it provides for the respective task orders. This will usually be performed by a Project Manager, Construction Manager, Field Service Specialist or Technician, Foreman, or Electrician. However, each site is different and may require a unique approach. Per task order requirements, any labor category may be utilized to deliver a complete solution to the customer per GSA Contract #GS-06F-0023R. | Foreman | 138.69 | 138.69 | 0% | High Cost Area's (HCA): For work performed in Puerto Rico, US Virgin Islands and the metropolitan areas of Los Angeles, CA; San Diego, CA; San Francisco, CA; Detroit, MI; Boston, MA; Chicago, IL; New York, NY, Seattle, WA; Philadelphia, PA (add 15% to each applicable rate classification per GSA Contract GS-06F-0023R). Adders for Overtime and Premium Time apply per GSA Contract GS-06F-0023R.
47QMCA22A0007 | EATON CORPORATION | Site Preparation | Eaton will receive, offload, and set all equipment and materials it provides for the respective task orders. This will usually be performed by a Project Manager, Construction Manager, Field Service Specialist or Technician, Foreman, or Electrician. However, each site is different and may require a unique approach. Per task order requirements, any labor category may be utilized to deliver a complete solution to the customer per GSA Contract #GS-06F-0023R. | Electrician | 130.98 | 130.98 | 0% | High Cost Area's (HCA): For work performed in Puerto Rico, US Virgin Islands and the metropolitan areas of Los Angeles, CA; San Diego, CA; San Francisco, CA; Detroit, MI; Boston, MA; Chicago, IL; New York, NY, Seattle, WA; Philadelphia, PA (add 15% to each applicable rate classification per GSA Contract GS-06F-0023R). Adders for Overtime and Premium Time apply per GSA Contract GS-06F-0023R.
47QMCA22A0007 | EATON CORPORATION | Site Preparation | Eaton will receive, offload, and set all equipment and materials it provides for the respective task orders. This will usually be performed by a Project Manager, Construction Manager, Field Service Specialist or Technician, Foreman, or Electrician. However, each site is different and may require a unique approach. Per task order requirements, any labor category may be utilized to deliver a complete solution to the customer per GSA Contract #GS-06F-0023R. | Apprentice | 83.82 | 83.82 | 0% | High Cost Area's (HCA): For work performed in Puerto Rico, US Virgin Islands and the metropolitan areas of Los Angeles, CA; San Diego, CA; San Francisco, CA; Detroit, MI; Boston, MA; Chicago, IL; New York, NY, Seattle, WA; Philadelphia, PA (add 15% to each applicable rate classification per GSA Contract GS-06F-0023R). Adders for Overtime and Premium Time apply per GSA Contract GS-06F-0023R.
47QMCA22A0007 | EATON CORPORATION | Station Activation | Eaton shall complete the required field verification of the EVCI components from the point of AC coupling to the car charger locations. Acceptance will involve several steps starting at Factory testing through final site system performance evaluations, with ongoing reporting and evaluation. This will usually be performed by a Project Manager, Construction Manager, Power Systems or Automation Engineer, Foreman, Electrician, or Apprentice. However, each site is different and may require a unique approach. Per task order requirements, any labor category may be utilized to deliver a complete solution to the customer per GSA Contract #GS-06F-0023R. | In-Shop Technician | 134.71 | 134.71 | 0% | High Cost Area's (HCA): For work performed in Puerto Rico, US Virgin Islands and the metropolitan areas of Los Angeles, CA; San Diego, CA; San Francisco, CA; Detroit, MI; Boston, MA; Chicago, IL; New York, NY, Seattle, WA; Philadelphia, PA (add 15% to each applicable rate classification per GSA Contract GS-06F-0023R). Adders for Overtime and Premium Time apply per GSA Contract GS-06F-0023R.
47QMCA22A0007 | EATON CORPORATION | Station Activation | Eaton shall complete the required field verification of the EVCI components from the point of AC coupling to the car charger locations. Acceptance will involve several steps starting at Factory testing through final site system performance evaluations, with ongoing reporting and evaluation. This will usually be performed by a Project Manager, Construction Manager, Power Systems or Automation Engineer, Foreman, Electrician, or Apprentice. However, each site is different and may require a unique approach. Per task order requirements, any labor category may be utilized to deliver a complete solution to the customer per GSA Contract #GS-06F-0023R. | Field Service Technician | 163.63 | 163.63 | 0% | High Cost Area's (HCA): For work performed in Puerto Rico, US Virgin Islands and the metropolitan areas of Los Angeles, CA; San Diego, CA; San Francisco, CA; Detroit, MI; Boston, MA; Chicago, IL; New York, NY, Seattle, WA; Philadelphia, PA (add 15% to each applicable rate classification per GSA Contract GS-06F-0023R). Adders for Overtime and Premium Time apply per GSA Contract GS-06F-0023R.
47QMCA22A0007 | EATON CORPORATION | Station Activation | Eaton shall complete the required field verification of the EVCI components from the point of AC coupling to the car charger locations. Acceptance will involve several steps starting at Factory testing through final site system performance evaluations, with ongoing reporting and evaluation. This will usually be performed by a Project Manager, Construction Manager, Power Systems or Automation Engineer, Foreman, Electrician, or Apprentice. However, each site is different and may require a unique approach. Per task order requirements, any labor category may be utilized to deliver a complete solution to the customer per GSA Contract #GS-06F-0023R. | Field Service Specialist | 206.65 | 206.65 | 0% | High Cost Area's (HCA): For work performed in Puerto Rico, US Virgin Islands and the metropolitan areas of Los Angeles, CA; San Diego, CA; San Francisco, CA; Detroit, MI; Boston, MA; Chicago, IL; New York, NY, Seattle, WA; Philadelphia, PA (add 15% to each applicable rate classification per GSA Contract GS-06F-0023R). Adders for Overtime and Premium Time apply per GSA Contract GS-06F-0023R.
47QMCA22A0007 | EATON CORPORATION | Station Activation | Eaton shall complete the required field verification of the EVCI components from the point of AC coupling to the car charger locations. Acceptance will involve several steps starting at Factory testing through final site system performance evaluations, with ongoing reporting and evaluation. This will usually be performed by a Project Manager, Construction Manager, Power Systems or Automation Engineer, Foreman, Electrician, or Apprentice. However, each site is different and may require a unique approach. Per task order requirements, any labor category may be utilized to deliver a complete solution to the customer per GSA Contract #GS-06F-0023R. | Power Automation Specialist | 273.65 | 273.65 | 0% | High Cost Area's (HCA): For work performed in Puerto Rico, US Virgin Islands and the metropolitan areas of Los Angeles, CA; San Diego, CA; San Francisco, CA; Detroit, MI; Boston, MA; Chicago, IL; New York, NY, Seattle, WA; Philadelphia, PA (add 15% to each applicable rate classification per GSA Contract GS-06F-0023R). Adders for Overtime and Premium Time apply per GSA Contract GS-06F-0023R.
47QMCA22A0007 | EATON CORPORATION | Station Activation | Eaton shall complete the required field verification of the EVCI components from the point of AC coupling to the car charger locations. Acceptance will involve several steps starting at Factory testing through final site system performance evaluations, with ongoing reporting and evaluation. This will usually be performed by a Project Manager, Construction Manager, Power Systems or Automation Engineer, Foreman, Electrician, or Apprentice. However, each site is different and may require a unique approach. Per task order requirements, any labor category may be utilized to deliver a complete solution to the customer per GSA Contract #GS-06F-0023R. | Special Consultant/Forensic Analysis | 355.47 | 355.47 | 0% | High Cost Area's (HCA): For work performed in Puerto Rico, US Virgin Islands and the metropolitan areas of Los Angeles, CA; San Diego, CA; San Francisco, CA; Detroit, MI; Boston, MA; Chicago, IL; New York, NY, Seattle, WA; Philadelphia, PA (add 15% to each applicable rate classification per GSA Contract GS-06F-0023R). Adders for Overtime and Premium Time apply per GSA Contract GS-06F-0023R.
47QMCA22A0007 | EATON CORPORATION | Station Activation | Eaton shall complete the required field verification of the EVCI components from the point of AC coupling to the car charger locations. Acceptance will involve several steps starting at Factory testing through final site system performance evaluations, with ongoing reporting and evaluation. This will usually be performed by a Project Manager, Construction Manager, Power Systems or Automation Engineer, Foreman, Electrician, or Apprentice. However, each site is different and may require a unique approach. Per task order requirements, any labor category may be utilized to deliver a complete solution to the customer per GSA Contract #GS-06F-0023R. | CAD Technician | 114.26 | 114.26 | 0% | High Cost Area's (HCA): For work performed in Puerto Rico, US Virgin Islands and the metropolitan areas of Los Angeles, CA; San Diego, CA; San Francisco, CA; Detroit, MI; Boston, MA; Chicago, IL; New York, NY, Seattle, WA; Philadelphia, PA (add 15% to each applicable rate classification per GSA Contract GS-06F-0023R). Adders for Overtime and Premium Time apply per GSA Contract GS-06F-0023R.
47QMCA22A0007 | EATON CORPORATION | Station Activation | Eaton shall complete the required field verification of the EVCI components from the point of AC coupling to the car charger locations. Acceptance will involve several steps starting at Factory testing through final site system performance evaluations, with ongoing reporting and evaluation. This will usually be performed by a Project Manager, Construction Manager, Power Systems or Automation Engineer, Foreman, Electrician, or Apprentice. However, each site is different and may require a unique approach. Per task order requirements, any labor category may be utilized to deliver a complete solution to the customer per GSA Contract #GS-06F-0023R. | Power System Engineer | 273.65 | 273.65 | 0% | High Cost Area's (HCA): For work performed in Puerto Rico, US Virgin Islands and the metropolitan areas of Los Angeles, CA; San Diego, CA; San Francisco, CA; Detroit, MI; Boston, MA; Chicago, IL; New York, NY, Seattle, WA; Philadelphia, PA (add 15% to each applicable rate classification per GSA Contract GS-06F-0023R). Adders for Overtime and Premium Time apply per GSA Contract GS-06F-0023R.
47QMCA22A0007 | EATON CORPORATION | Station Activation | Eaton shall complete the required field verification of the EVCI components from the point of AC coupling to the car charger locations. Acceptance will involve several steps starting at Factory testing through final site system performance evaluations, with ongoing reporting and evaluation. This will usually be performed by a Project Manager, Construction Manager, Power Systems or Automation Engineer, Foreman, Electrician, or Apprentice. However, each site is different and may require a unique approach. Per task order requirements, any labor category may be utilized to deliver a complete solution to the customer per GSA Contract #GS-06F-0023R. | Construction Manager | 228.51 | 228.51 | 0% | High Cost Area's (HCA): For work performed in Puerto Rico, US Virgin Islands and the metropolitan areas of Los Angeles, CA; San Diego, CA; San Francisco, CA; Detroit, MI; Boston, MA; Chicago, IL; New York, NY, Seattle, WA; Philadelphia, PA (add 15% to each applicable rate classification per GSA Contract GS-06F-0023R). Adders for Overtime and Premium Time apply per GSA Contract GS-06F-0023R.
47QMCA22A0007 | EATON CORPORATION | Station Activation | Eaton shall complete the required field verification of the EVCI components from the point of AC coupling to the car charger locations. Acceptance will involve several steps starting at Factory testing through final site system performance evaluations, with ongoing reporting and evaluation. This will usually be performed by a Project Manager, Construction Manager, Power Systems or Automation Engineer, Foreman, Electrician, or Apprentice. However, each site is different and may require a unique approach. Per task order requirements, any labor category may be utilized to deliver a complete solution to the customer per GSA Contract #GS-06F-0023R. | Design Engineer | 228.51 | 228.51 | 0% | High Cost Area's (HCA): For work performed in Puerto Rico, US Virgin Islands and the metropolitan areas of Los Angeles, CA; San Diego, CA; San Francisco, CA; Detroit, MI; Boston, MA; Chicago, IL; New York, NY, Seattle, WA; Philadelphia, PA (add 15% to each applicable rate classification per GSA Contract GS-06F-0023R). Adders for Overtime and Premium Time apply per GSA Contract GS-06F-0023R.
47QMCA22A0007 | EATON CORPORATION | Station Activation | Eaton shall complete the required field verification of the EVCI components from the point of AC coupling to the car charger locations. Acceptance will involve several steps starting at Factory testing through final site system performance evaluations, with ongoing reporting and evaluation. This will usually be performed by a Project Manager, Construction Manager, Power Systems or Automation Engineer, Foreman, Electrician, or Apprentice. However, each site is different and may require a unique approach. Per task order requirements, any labor category may be utilized to deliver a complete solution to the customer per GSA Contract #GS-06F-0023R. | Scheduler | 228.51 | 228.51 | 0% | High Cost Area's (HCA): For work performed in Puerto Rico, US Virgin Islands and the metropolitan areas of Los Angeles, CA; San Diego, CA; San Francisco, CA; Detroit, MI; Boston, MA; Chicago, IL; New York, NY, Seattle, WA; Philadelphia, PA (add 15% to each applicable rate classification per GSA Contract GS-06F-0023R). Adders for Overtime and Premium Time apply per GSA Contract GS-06F-0023R.
47QMCA22A0007 | EATON CORPORATION | Station Activation | Eaton shall complete the required field verification of the EVCI components from the point of AC coupling to the car charger locations. Acceptance will involve several steps starting at Factory testing through final site system performance evaluations, with ongoing reporting and evaluation. This will usually be performed by a Project Manager, Construction Manager, Power Systems or Automation Engineer, Foreman, Electrician, or Apprentice. However, each site is different and may require a unique approach. Per task order requirements, any labor category may be utilized to deliver a complete solution to the customer per GSA Contract #GS-06F-0023R. | Principal Engineer | 273.65 | 273.65 | 0% | High Cost Area's (HCA): For work performed in Puerto Rico, US Virgin Islands and the metropolitan areas of Los Angeles, CA; San Diego, CA; San Francisco, CA; Detroit, MI; Boston, MA; Chicago, IL; New York, NY, Seattle, WA; Philadelphia, PA (add 15% to each applicable rate classification per GSA Contract GS-06F-0023R). Adders for Overtime and Premium Time apply per GSA Contract GS-06F-0023R.
47QMCA22A0007 | EATON CORPORATION | Station Activation | Eaton shall complete the required field verification of the EVCI components from the point of AC coupling to the car charger locations. Acceptance will involve several steps starting at Factory testing through final site system performance evaluations, with ongoing reporting and evaluation. This will usually be performed by a Project Manager, Construction Manager, Power Systems or Automation Engineer, Foreman, Electrician, or Apprentice. However, each site is different and may require a unique approach. Per task order requirements, any labor category may be utilized to deliver a complete solution to the customer per GSA Contract #GS-06F-0023R. | Safety Specialist | 273.65 | 273.65 | 0% | High Cost Area's (HCA): For work performed in Puerto Rico, US Virgin Islands and the metropolitan areas of Los Angeles, CA; San Diego, CA; San Francisco, CA; Detroit, MI; Boston, MA; Chicago, IL; New York, NY, Seattle, WA; Philadelphia, PA (add 15% to each applicable rate classification per GSA Contract GS-06F-0023R). Adders for Overtime and Premium Time apply per GSA Contract GS-06F-0023R.
47QMCA22A0007 | EATON CORPORATION | Station Activation | Eaton shall complete the required field verification of the EVCI components from the point of AC coupling to the car charger locations. Acceptance will involve several steps starting at Factory testing through final site system performance evaluations, with ongoing reporting and evaluation. This will usually be performed by a Project Manager, Construction Manager, Power Systems or Automation Engineer, Foreman, Electrician, or Apprentice. However, each site is different and may require a unique approach. Per task order requirements, any labor category may be utilized to deliver a complete solution to the customer per GSA Contract #GS-06F-0023R. | Quality Specialist | 273.65 | 273.65 | 0% | High Cost Area's (HCA): For work performed in Puerto Rico, US Virgin Islands and the metropolitan areas of Los Angeles, CA; San Diego, CA; San Francisco, CA; Detroit, MI; Boston, MA; Chicago, IL; New York, NY, Seattle, WA; Philadelphia, PA (add 15% to each applicable rate classification per GSA Contract GS-06F-0023R). Adders for Overtime and Premium Time apply per GSA Contract GS-06F-0023R.
47QMCA22A0007 | EATON CORPORATION | Station Activation | Eaton shall complete the required field verification of the EVCI components from the point of AC coupling to the car charger locations. Acceptance will involve several steps starting at Factory testing through final site system performance evaluations, with ongoing reporting and evaluation. This will usually be performed by a Project Manager, Construction Manager, Power Systems or Automation Engineer, Foreman, Electrician, or Apprentice. However, each site is different and may require a unique approach. Per task order requirements, any labor category may be utilized to deliver a complete solution to the customer per GSA Contract #GS-06F-0023R. | Project Manager | 273.65 | 273.65 | 0% | High Cost Area's (HCA): For work performed in Puerto Rico, US Virgin Islands and the metropolitan areas of Los Angeles, CA; San Diego, CA; San Francisco, CA; Detroit, MI; Boston, MA; Chicago, IL; New York, NY, Seattle, WA; Philadelphia, PA (add 15% to each applicable rate classification per GSA Contract GS-06F-0023R). Adders for Overtime and Premium Time apply per GSA Contract GS-06F-0023R.
47QMCA22A0007 | EATON CORPORATION | Station Activation | Eaton shall complete the required field verification of the EVCI components from the point of AC coupling to the car charger locations. Acceptance will involve several steps starting at Factory testing through final site system performance evaluations, with ongoing reporting and evaluation. This will usually be performed by a Project Manager, Construction Manager, Power Systems or Automation Engineer, Foreman, Electrician, or Apprentice. However, each site is different and may require a unique approach. Per task order requirements, any labor category may be utilized to deliver a complete solution to the customer per GSA Contract #GS-06F-0023R. | Excitation Specialist | 355.47 | 355.47 | 0% | High Cost Area's (HCA): For work performed in Puerto Rico, US Virgin Islands and the metropolitan areas of Los Angeles, CA; San Diego, CA; San Francisco, CA; Detroit, MI; Boston, MA; Chicago, IL; New York, NY, Seattle, WA; Philadelphia, PA (add 15% to each applicable rate classification per GSA Contract GS-06F-0023R). Adders for Overtime and Premium Time apply per GSA Contract GS-06F-0023R.
47QMCA22A0007 | EATON CORPORATION | Station Activation | Eaton shall complete the required field verification of the EVCI components from the point of AC coupling to the car charger locations. Acceptance will involve several steps starting at Factory testing through final site system performance evaluations, with ongoing reporting and evaluation. This will usually be performed by a Project Manager, Construction Manager, Power Systems or Automation Engineer, Foreman, Electrician, or Apprentice. However, each site is different and may require a unique approach. Per task order requirements, any labor category may be utilized to deliver a complete solution to the customer per GSA Contract #GS-06F-0023R. | UPS Customer Service Engineer | 295.21 | 295.21 | 0% | High Cost Area's (HCA): For work performed in Puerto Rico, US Virgin Islands and the metropolitan areas of Los Angeles, CA; San Diego, CA; San Francisco, CA; Detroit, MI; Boston, MA; Chicago, IL; New York, NY, Seattle, WA; Philadelphia, PA (add 15% to each applicable rate classification per GSA Contract GS-06F-0023R). Adders for Overtime and Premium Time apply per GSA Contract GS-06F-0023R.
47QMCA22A0007 | EATON CORPORATION | Station Activation | Eaton shall complete the required field verification of the EVCI components from the point of AC coupling to the car charger locations. Acceptance will involve several steps starting at Factory testing through final site system performance evaluations, with ongoing reporting and evaluation. This will usually be performed by a Project Manager, Construction Manager, Power Systems or Automation Engineer, Foreman, Electrician, or Apprentice. However, each site is different and may require a unique approach. Per task order requirements, any labor category may be utilized to deliver a complete solution to the customer per GSA Contract #GS-06F-0023R. | Foreman | 138.69 | 138.69 | 0% | High Cost Area's (HCA): For work performed in Puerto Rico, US Virgin Islands and the metropolitan areas of Los Angeles, CA; San Diego, CA; San Francisco, CA; Detroit, MI; Boston, MA; Chicago, IL; New York, NY, Seattle, WA; Philadelphia, PA (add 15% to each applicable rate classification per GSA Contract GS-06F-0023R). Adders for Overtime and Premium Time apply per GSA Contract GS-06F-0023R.
47QMCA22A0007 | EATON CORPORATION | Station Activation | Eaton shall complete the required field verification of the EVCI components from the point of AC coupling to the car charger locations. Acceptance will involve several steps starting at Factory testing through final site system performance evaluations, with ongoing reporting and evaluation. This will usually be performed by a Project Manager, Construction Manager, Power Systems or Automation Engineer, Foreman, Electrician, or Apprentice. However, each site is different and may require a unique approach. Per task order requirements, any labor category may be utilized to deliver a complete solution to the customer per GSA Contract #GS-06F-0023R. | Electrician | 130.98 | 130.98 | 0% | High Cost Area's (HCA): For work performed in Puerto Rico, US Virgin Islands and the metropolitan areas of Los Angeles, CA; San Diego, CA; San Francisco, CA; Detroit, MI; Boston, MA; Chicago, IL; New York, NY, Seattle, WA; Philadelphia, PA (add 15% to each applicable rate classification per GSA Contract GS-06F-0023R). Adders for Overtime and Premium Time apply per GSA Contract GS-06F-0023R.
47QMCA22A0007 | EATON CORPORATION | Station Activation | Eaton shall complete the required field verification of the EVCI components from the point of AC coupling to the car charger locations. Acceptance will involve several steps starting at Factory testing through final site system performance evaluations, with ongoing reporting and evaluation. This will usually be performed by a Project Manager, Construction Manager, Power Systems or Automation Engineer, Foreman, Electrician, or Apprentice. However, each site is different and may require a unique approach. Per task order requirements, any labor category may be utilized to deliver a complete solution to the customer per GSA Contract #GS-06F-0023R. | Apprentice | 83.82 | 83.82 | 0% | High Cost Area's (HCA): For work performed in Puerto Rico, US Virgin Islands and the metropolitan areas of Los Angeles, CA; San Diego, CA; San Francisco, CA; Detroit, MI; Boston, MA; Chicago, IL; New York, NY, Seattle, WA; Philadelphia, PA (add 15% to each applicable rate classification per GSA Contract GS-06F-0023R). Adders for Overtime and Premium Time apply per GSA Contract GS-06F-0023R.
47QMCA22A0008 | ENERGY SYSTEMS GROUP, LLC | General Program Oversight & Management (to include onsite visit) | Expert guidance, advice, historical business knowledge and oversight to their direct reports to ensure the projects are executed per ESG and customer requirements and standards. This includes labor, travel, applicable taxes to travel from home office to proposed project location. | Engineering Manager II | 162.57 | 160.94 | 1%
47QMCA22A0008 | ENERGY SYSTEMS GROUP, LLC | Project evalution & Assessment (to include onsite visit) | Includes labor, travel and taxes related to project execution. Services include senior level management of project staff including managing time, resources, money, and project scope are the basic elements to every successful project. Will serve to provide a point of contact for customer and a link back to company leadership. | Project Manager, Sr | 125.38 | 124.13 | 1%
47QMCA22A0008 | ENERGY SYSTEMS GROUP, LLC | Permitting/inspection coordination | Direct project management labor for permit coordination, scheduling inspections and site deliveries. | Administration Support | 65.49 | 64.84 | 1%
47QMCA22A0008 | ENERGY SYSTEMS GROUP, LLC | Utility Rebate & Interconnection Coordination | Services include labor & travel related to performing market research to determine utility incentives and rebates related to ECMs under development. May provide interconnection drawings and gathering feedback from company and project stakeholders. Provides quality assurance to make sure a product meets specifications and standards for incentive payments and interconnection guidelines based on planned product improvements and upgrades. | Development Engineer II | 137.55 | 136.17 | 1%
47QMCA22A0008 | ENERGY SYSTEMS GROUP, LLC | Design Review & Approval of electrical plans | Services include labor and travel related to design review from an expert level engineer with authority and privileges to sign off on electrical drawings, mechanical drawings, civil design including concrete piers and foundations and other related technical standards to meet the proposed facilities and services for the project. | Engineer, Sr | 138.44 | 137.06 | 1%
47QMCA22A0008 | ENERGY SYSTEMS GROUP, LLC | Other Electrical wiring and upgrade of electrical panel | Certified journeyman electrician or higher to conduct electrical wiring and electrial panel upgrades, as necessary. | Electrician, Maintenance | 125.86 | 124.6 | 1%
47QMCA22A0008 | ENERGY SYSTEMS GROUP, LLC | Facility Preparation | Labor, travel, applicable taxes to travel from home office to proposed project location. Evaluate site conditions, develop preliminary sketch of site, and identify physical project location. Report findings to within 7 days. | Facility Support | 66.24 | 65.58 | 1%
47QMCA22A0008 | ENERGY SYSTEMS GROUP, LLC | Station System Support | Station system support requires certified journeyman electrician or higher. Includes labor & travel related to support services in the field. | System Support Specialist | 100.92 | 99.91 | 1%
47QMCA22A0008 | ENERGY SYSTEMS GROUP, LLC | Installation & Activation of panels & Station Support | Labor & travel related to system installation, activation and commissioning, usually requires a journeyman electrician or equivalent. | Electrician, Maintenance | 125.86 | 124.6 | 1%
47QMCA22A0008 | ENERGY SYSTEMS GROUP, LLC | Basic Installation & Site Prep | Labor & travel related to site preparation and basic installation as part of civil construction, excavation, concrete, site grading, and concrete work. | General Maintenance Worker | 75.41 | 74.66 | 1%
47QMCA22A0009 | GLOBAL ENTERPRISE, INC. | EV Charging Support Service | EV Charging Support Package - Per Hour labor EVSE Site Assessment (to include onsite visit), Site Preparation, Permitting/inspection (as applicable), Station Activation, Utility Coordination, Affixing or Securing Station, Development of electrical plans, Solar Station Set-up, Electrical wiring and upgrade of electrical panel, Solar Station Site Assessment, Basic Installation (when no construction work is required), Remote Project Consultation, Virtual Charging Station Management, Maintenance, Diagnostics, and Troubleshooting Training. | Engineer | 249.99 | 237.49 | 5%
47QMCA22A0010 | LIOCE GROUP INC., THE | EVSE Site Assessment (to include onsite visit) | Evaluation and Consulting of facilities, location, protection, access and user experience. Pluse per diem for travel. | Electrical Contractor Labor | 269.52 | 246.1 | 8.69%
47QMCA22A0010 | LIOCE GROUP INC., THE | Permitting/inspection (as applicable) | Team TLG will help GSA secure relevant permits and facilitate inspections for EVSE installations. | Electrical Contractor Labor | 269.52 | 246.1 | 8.69%
47QMCA22A0010 | LIOCE GROUP INC., THE | Utility Coordination | Project management coorinating the "buildout" of electrical requirments to plan. | Electrical Contractor Labor | 269.52 | 246.1 | 8.69%
47QMCA22A0010 | LIOCE GROUP INC., THE | Development of electrical plans | Team TLG offers industry best practices for site preparation, including streamlined wiring and full electrical plans for reliable installation without delays or rework. We staff all our services with highly skilled and well-trained technicians and have experience designing, building, installing, certifying, and maintaining customized, state-of-the-art structured cabling systems for clients of all sizes in every industry. | Electrical Contractor Labor | 269.52 | 246.1 | 8.69%
47QMCA22A0010 | LIOCE GROUP INC., THE | Electrical wiring and upgrade of electrical panel | Team TLG offers industry best practices for site preparation, including streamlined wiring plans, wiring installation, and electrical panel installation. We staff all our services with highly skilled and well-trained technicians and have experience designing, building, installing, certifying, and maintaining customized, state-of-the-art structured cabling systems for clients of all sizes in every industry. | Electrical Contractor Labor | 269.52 | 246.1 | 8.69%
47QMCA22A0010 | LIOCE GROUP INC., THE | Site Preparation | Team TLG offers industry best practices for site preparation, including streamlined wiring plans for reliable installation without delays or rework. We staff all our services with highly skilled and well-trained technicians and have experience designing, building, installing, certifying, and maintaining customized, state-of-the-art structured cabling systems for clients of all sizes in every industry. | Electrical Contractor Labor | 269.52 | 246.1 | 8.69%
47QMCA22A0010 | LIOCE GROUP INC., THE | Station Activation | Activation and setup of the EV with the utility company and network services. | Electrical Contractor Labor | 269.52 | 246.1 | 8.69%
47QMCA22A0010 | LIOCE GROUP INC., THE | Affixing or Securing Station | Team TLG specializes in EVSE installation, including associated program and construction management. Our technicians receive all devices at our warehouses to bench-test equipment prior to field transport and installation and coordinate closely with our customers throughout the delivery and installation schedule. On the day of delivery, our dispatcher calls ahead to confirm that the end user is ready to receive equipment. Our on-site technicians carefully adhere to all safety protocols, including updated provisions for public safety, post-COVID. We transport equipment to the site, place it in the approved location, and ensure that all equipment is level, secure, and properly grounded. Our staff connect equipment to associated network and power supplies and verify that all connections are functional and stable. Where applicable, our team will complete any software or network configuration necessary and provide interface access to the customer’s IT and facility personnel. | Electrical Contractor Labor | 269.52 | 246.1 | 8.69%
47QMCA22A0010 | LIOCE GROUP INC., THE | Basic Installation (when no construction work is required) | Team TLG specializes in EVSE installation, including associated program and construction management. Our technicians receive all devices at our warehouses to bench-test equipment prior to field transport and installation and coordinate closely with our customers throughout the delivery and installation schedule. On the day of delivery, our dispatcher calls ahead to confirm that the end user is ready to receive equipment. Our on-site technicians carefully adhere to all safety protocols, including updated provisions for public safety, post-COVID. We transport equipment to the site, place it in the approved location, and ensure that all equipment is level, secure, and properly grounded. Our staff connect equipment to associated network and power supplies and verify that all connections are functional and stable. Where applicable, our team will complete any software or network configuration necessary and provide interface access to the customer’s IT and facility personnel. | Electrical Contractor Labor | 269.52 | 246.1 | 8.69%
47QMCA22A0010 | LIOCE GROUP INC., THE | Other | Installation per 7.2 kW per station | Fixed Price | 712.5 | 712.5 | 0%
47QMCA22A0011 | OSC SOLUTIONS, INC. | EVSE Site Assessment (to include onsite visit) | Perform All aspects of EVSE Site Assessment, which generally includes: Labor, travel, applicable taxes to travel from home office to proposed project location. Evaluate existing site conditions, including existing power, proposed location of EV charging stations, ADA compliance if required, existing utilities and other site constraints, develop preliminary sketch of site, and identify physical project location, assumptions and constraints. Report findings within 7 days. Manage projects following project processes and where applicable provide direction to assisting Project Engineers. Complete projects per the contractual requirements within budget, on time and with a high level of customer satisfaction. Responsible for the overall financial performance of assigned projects including project planning, billing, revenue forecasting, A/R collections and re-estimating costs of installation projects. Manage the delivery of the contracted scope and secure change orders for the expansion of scope. | PROJECT ENGINEER / MANAGER | 249.39 | 236.92 | 5%
47QMCA22A0011 | OSC SOLUTIONS, INC. | Permitting/inspection (as applicable) | Perform All aspect for obtaining permits, which generally includes: Direct project management labor for permit coordination, including meeting with AHJ, planset submittal, following up on plan check review status, addressing comments and coordination of re-design, obtaining construction permit. Manage projects following project processes and where applicable provide direction to assisting Project Engineers. Complete projects per the contractual requirements within budget, on time and with a high level of customer satisfaction. Responsible for the overall financial performance of assigned projects including project planning, billing, revenue forecasting, A/R collections and re-estimating costs of installation projects. Manage the delivery of the contracted scope and secure change orders for the expansion of scope. | PROJECT ENGINEER / MANAGER | 249.39 | 236.92 | 5%
47QMCA22A0011 | OSC SOLUTIONS, INC. | Utility Coordination | Perform All aspects of utility coordination, which generally includes: Direct project management labor for utility coordination, including reviewing utility specific requirements, meeting with AHJ and utility, submitting utility application with supporting documentation such as site layout and single line diagram, addressing comments, analysis of cost and constructability for specific site. Manage projects following project processes and where applicable provide direction to assisting Project Engineers. Complete projects per the contractual requirements within budget, on time and with a high level of customer satisfaction. Responsible for the overall financial performance of assigned projects including project planning, billing, revenue forecasting, A/R collections and re-estimating costs of installation projects. Manage the delivery of the contracted scope and secure change orders for the expansion of scope. | PROJECT ENGINEER / MANAGER | 249.39 | 236.92 | 5%
47QMCA22A0011 | OSC SOLUTIONS, INC. | Development of electrical plans | Perform All aspects of developing electrical plans, which generally includes: Perform Engineering for development of electrical drawings. Design site layout based on initial EVSE site assessment, optimize layout and conduit routing to provide the most cost-effective solution, prepare required electrical calculations, single line diagram, panel and conduit schedules. Manage projects following project processes and where applicable provide direction to assisting Project Engineers. Complete projects per the contractual requirements within budget, on time and with a high level of customer satisfaction. Responsible for the overall financial performance of assigned projects including project planning, billing, revenue forecasting, A/R collections and re-estimating costs of installation projects. Manage the delivery of the contracted scope and secure change orders for the expansion of scope. | PROJECT ENGINEER / MANAGER | 249.39 | 236.92 | 5%
47QMCA22A0011 | OSC SOLUTIONS, INC. | Electrical wiring and upgrade of electrical panel | Perform all aspects of Electrical Wiring and upgrade of electrical panel, as necessary, including installation, configuration, assisting with startup and commissioning, completing all required project documentation, such as as-builts, punch lists, commissioning reports, etc. Under direct supervision, perform installation, configuration and programming of building systems. Assist with startup, commissioning and re-commissioning of systems that utilize pneumatic / electrical / electronic technology. Assist with the setup of operator workstations. Responsible for completing all project documentation, including: as-builts, work orders, project status reports and punch lists. Perform operator training on how to operate and maintain system. | CONTROLS TECHNICIAN | 233.68 | 222 | 5%
47QMCA22A0011 | OSC SOLUTIONS, INC. | Site Preparation | Perform all aspects of site preparation as required by the AHJ approved construction drawings, including identification of existing utilities, excavation, concrete work, site grading, concrete coring. Under direct supervision, perform installation, configuration and programming of building systems. Assist with startup, commissioning and re-commissioning of systems that utilize pneumatic / electrical / electronic technology. Assist with the setup of operator workstations. Responsible for completing all project documentation, including: as-builts, work orders, project status reports and punch lists. Perform operator training on how to operate and maintain system. | CONTROLS TECHNICIAN | 233.68 | 222 | 5%
47QMCA22A0011 | OSC SOLUTIONS, INC. | Station Activation | Perform all aspects of site activation and commissioning by following charger manufacturer requirements and guidelines as well as EVgo standard procedures and quality control requirements, prepare and provide as-builts and commissioning report. Under direct supervision, perform installation, configuration and programming of building systems. Assist with startup, commissioning and re-commissioning of systems that utilize pneumatic / electrical / electronic technology. Assist with the setup of operator workstations. Responsible for completing all project documentation, including: as-builts, work orders, project status reports and punch lists. Perform operator training on how to operate and maintain system. | CONTROLS TECHNICIAN | 233.68 | 222 | 5%
47QMCA22A0011 | OSC SOLUTIONS, INC. | Affixing or Securing Station | Perform all aspects of Affixing and securing station by following charger manufacturer requirements and guidelines as well as EVgo standard procedures and quality control requirements, prepare and provide as-builts and commissioning report. Under direct supervision, perform installation, configuration and programming of building systems. Assist with startup, commissioning and re-commissioning of systems that utilize pneumatic / electrical / electronic technology. Assist with the setup of operator workstations. Responsible for completing all project documentation, including: as-builts, work orders, project status reports and punch lists. Perform operator training on how to operate and maintain system. | CONTROLS TECHNICIAN | 233.68 | 222 | 5%
47QMCA22A0011 | OSC SOLUTIONS, INC. | Solar Station Set-up | Perform Solar station start up. Under direct supervision, perform installation, configuration and programming of building systems. Assist with startup, commissioning and re-commissioning of systems that utilize pneumatic / electrical / electronic technology. Assist with the setup of operator workstations. Responsible for completing all project documentation, including: as-builts, work orders, project status reports and punch lists. Perform operator training on how to operate and maintain system. | CONTROLS TECHNICIAN | 233.68 | 222 | 5%
47QMCA22A0011 | OSC SOLUTIONS, INC. | Solar Station Site Assessment | Perform solar station site assessment, which generally includes: Labor, travel, applicable taxes to travel from home office to proposed project location. Evaluate site conditions, develop preliminary sketch of site, and identify physical project location. Report findings to within 7 days. Under direct supervision, perform installation, configuration and programming of building systems. Assist with startup, commissioning and re-commissioning of systems that utilize pneumatic / electrical / electronic technology. Assist with the setup of operator workstations. Responsible for completing all project documentation, including: as-builts, work orders, project status reports and punch lists. Perform operator training on how to operate and maintain system. | CONTROLS TECHNICIAN | 233.68 | 222 | 5%
47QMCA22A0011 | OSC SOLUTIONS, INC. | Basic Installation (when no construction work is required) | Perform all aspects of basic installation, which generally includes: Basic installation to match site specific needs and AHJ approved construction drawings. For above ground design, this may include installation of EMT/RMC conduits and electrical wiring, junction boxes and/or conduit bodies and supports per NEC and local jurisdiction requirements.. Under direct supervision, perform installation, configuration and programming of building systems. Assist with startup, commissioning and re-commissioning of systems that utilize pneumatic / electrical / electronic technology. Assist with the setup of operator workstations. Responsible for completing all project documentation, including: as-builts, work orders, project status reports and punch lists. Perform operator training on how to operate and maintain system. | CONTROLS TECHNICIAN | 233.68 | 222 | 5%
47QMCA22A000A | PCS ENERGY, LLC | EVSE Site Assessment (to include onsite visit) | The Design Engineer (DE) performs a site walk at the property. The purpose is to collect data to draft an Electrical Design and to gather information required to request permits. | Electrical Engineer | 136.16 | 135.48 | 0.5%
47QMCA22A000A | PCS ENERGY, LLC | EVSE Site Assessment (to include onsite visit) | The Design Engineer (DE) performs a site walk at the property. The purpose is to collect data to draft an Electrical Design and to gather information required to request permits. | Network Project Manager | 102.12 | 101.61 | 0.5%
47QMCA22A000A | PCS ENERGY, LLC | EVSE Site Assessment (to include onsite visit) | The Design Engineer (DE) performs a site walk at the property. The purpose is to collect data to draft an Electrical Design and to gather information required to request permits. | Principal Program Manager | 204.23 | 203.21 | 0.5%
47QMCA22A000A | PCS ENERGY, LLC | Permitting/inspection (as applicable) | Data collected from the site walk will be provided to the Principal Program Manager. The DE will apply for permits from the AHJ (Authorities having Jurisdiction). Payments are either sent online or emailed, depending on if the property is under rent control. The PPM will oversee the permit process until granted. | Electrical Engineer | 136.16 | 135.48 | 0.5%
47QMCA22A000A | PCS ENERGY, LLC | Utility Coordination | Any permits that were applied for have been received from the Utility. The DE will compile the diagrams approved from the Electrical Plan Set as well as the received permits into a Design Package. The Design Package is sent to the Utility for approval. The Utility will determine if the facilities present on the property are able to adequately support the Electrical Design. If additional infrastructure is required, the Utility will inform the Electrical Designer so that any changes to the Design can be accounted for. | Electrical Engineer | 136.16 | 135.48 | 0.5%
47QMCA22A000A | PCS ENERGY, LLC | Development of electrical plans | The Electrical Plan Set contains the Architectural Diagram, Electrical Signal Line Diagram, BOM, SOW and Project ROI. The Architectural and Electrical Signal Line Diagrams detail the mounting points for the chargers, how power will be routed to each of the mounting locations and if adequate power is available on-site. The Diagrams are created in AutoCAD format. | Electrical Engineer | 136.16 | 135.48 | 0.5%
47QMCA22A000A | PCS ENERGY, LLC | Electrical wiring and upgrade of electrical panel | Includes all electrical work that may be required in order to properly install the charging station; may vary depending on project site and location. | Electrical Apprentice | 54.44 | 54.17 | 0.5%
47QMCA22A000A | PCS ENERGY, LLC | Electrical wiring and upgrade of electrical panel | Includes all electrical work that may be required in order to properly install the charging station; may vary depending on project site and location. | Electrical Foreman | 113.46 | 112.89 | 0.5%
47QMCA22A000A | PCS ENERGY, LLC | Site Preparation | The PPM will perform a site walk with the Installer and Property Owner. Final mounting locations, the amount of conduit and wire will be determined. A construction schedule will also be drafted by the Installer and Property Owner. | Assistant Project Manager | 67.76 | 67.42 | 0.5%
47QMCA22A000A | PCS ENERGY, LLC | Station Activation | Involves all activities that go into activating charging station following the completion of installation. | Network Project Manager | 102.12 | 101.61 | 0.5%
47QMCA22A000A | PCS ENERGY, LLC | Station Activation | Involves all activities that go into activating charging station following the completion of installation. | Network Technician | 73.01 | 72.64 | 0.5%
47QMCA22A000A | PCS ENERGY, LLC | Affixing or Securing Station | Involves all activities that go into securing the installed charging station. | Electrical Apprentice | 54.44 | 54.17 | 0.5%
47QMCA22A000A | PCS ENERGY, LLC | Affixing or Securing Station | Involves all activities that go into securing the installed charging station. | Electrical Foreman | 113.46 | 112.89 | 0.5%
47QMCA22A000A | PCS ENERGY, LLC | Basic Installation (when no construction work is required) | Basic installation that does not involved extensive construction work and/or any structural alterations; i.e. chargers that only needed secured/activated. | Electrical Apprentice | 54.44 | 54.17 | 0.5%
47QMCA22A000A | PCS ENERGY, LLC | Basic Installation (when no construction work is required) | Basic installation that does not involved extensive construction work and/or any structural alterations; i.e. chargers that only needed secured/activated. | Electrical Foreman | 113.46 | 112.89 | 0.5%
47QMCA22A000A | PCS ENERGY, LLC | Basic Installation (when no construction work is required) | Basic installation that does not involved extensive construction work and/or any structural alterations; i.e. chargers that only needed secured/activated. | Network Project Manager | 102.12 | 101.61 | 0.5%
47QMCA22A000X | SIEMENS INDUSTRY, INC. | EVSE Site Assessment (to include onsite visit) | Inventory of existing EV infrastructure (if applicable) 1) Make, model, serial number, amperage, photograph of infrastructure, location (latitude, longitude) and aerial map with visual indicator of where the chargers are on the property 2) Encompassing standard level 2 & 3 automotive chargers as well as specialized electric vehicle charging equipment for heavy duty fleet equipment up to Class 8 3) Details around power distribution and feeding branch of existing chargers, number of chargers on each breaker, panel capacity and utilization Utilizing data provided by the site/facilities management 1) General projection of the electric infrastructure capacity and needs of facilities vehicles at a site level, with an estimation of maximum load at each site 2) Charge management capabilities to shift load and/or peak shave An engineering assessment of chosen sites 1) The size of the electrical infrastructure upgrades required to meet the load for new/additional charging equipment 2) On-site placement of the charging infrastructure 3) Type of charging hardware required i.e. (# of ports per station, pedestal/wall-mounted/pantograph/DC vs AC) and infrastructure required to power them, e.g. subsurface excavation or if wall mounted, conduit run. 4) The set-up of the required charger communication network (Wireless, Ethernet, Modbus) and integration Charger and /or Building Management 5) Suggested reconfigurations of parking and site configuration | • Mechanic • Electrical Specialist • Power System Engineer • Electrical Installer • Energy Engineer • Energy Specialist • Energy Project Manager | See GS-07F-217CA for tiered rates by location | See GS-07F-217CA for tiered rates by location | 1% | Continental US , Alaska & Hawaii
47QMCA22A000X | SIEMENS INDUSTRY, INC. | Permitting/inspection (as applicable) | Zoning and permitting submittal and obtainment of approval, third party contracted by Siemens RSS RAM | • Mechanic • Electrical Specialist • Power System Engineer • Electrical Installer • Energy Engineer • Energy Specialist • Energy Project Manager | See GS-07F-217CA for tiered rates by location | See GS-07F-217CA for tiered rates by location | 1% | Continental US , Alaska & Hawaii
47QMCA22A000X | SIEMENS INDUSTRY, INC. | Utility Coordination | 1) Utility coordination incorporating subsurface utilitities like Gas, Water, Electricity, conflict analysis and communication about Charging infrastructure project requirements with site manager and utilities 2) Typical items of discussion include facility excavations in existing and paved roadways, disruption of essential facility services, location of utility facilities, permit procedures, right-of-way access controls, and underground facility damage prevention. | • Mechanic • Electrical Specialist • Power System Engineer • Electrical Installer • Energy Engineer • Energy Specialist • Energy Project Manager | See GS-07F-217CA for tiered rates by location | See GS-07F-217CA for tiered rates by location | 1% | Continental US , Alaska & Hawaii
47QMCA22A000X | SIEMENS INDUSTRY, INC. | Development of electrical plans | Site electrical plans For review: -Product data sheets -Installation manuals For construction: -Final as built drawings charger equipment -Wire diagrams power& comminication between power distribution and chargers -Cables and ducting plans between at site, between chargers and power distribution As built: -Installation information including equipment anchorage provisions -Final, as- built drawings, recording the actual circuiting of panels -Installation, Operation and Maintenance manuals | • Mechanic • Electrical Specialist • Power System Engineer • Electrical Installer • Energy Engineer • Energy Specialist • Energy Project Manager | See GS-07F-217CA for tiered rates by location | See GS-07F-217CA for tiered rates by location | 1% | Continental US , Alaska & Hawaii
47QMCA22A000X | SIEMENS INDUSTRY, INC. | Electrical wiring and upgrade of electrical panel | Panel & Switchboard Extensions Charger related 1)Circuit Breaker replacement/addition 2)Panelboard /Switchboard expansion 3)Metering expansion/addition and associated wiring | • Mechanic • Electrical Specialist • Power System Engineer • Electrical Installer • Energy Engineer • Energy Specialist • Energy Project Manager | See GS-07F-217CA for tiered rates by location | See GS-07F-217CA for tiered rates by location | 1% | Continental US , Alaska & Hawaii
47QMCA22A000X | SIEMENS INDUSTRY, INC. | Site Preparation | Site prepration third party contracted by Siemens RSS RAM | • Mechanic • Electrical Specialist • Power System Engineer • Electrical Installer • Energy Engineer • Energy Specialist • Energy Project Manager | See GS-07F-217CA for tiered rates by location | See GS-07F-217CA for tiered rates by location | 1% | Continental US , Alaska & Hawaii
47QMCA22A000X | SIEMENS INDUSTRY, INC. | Station Activation | Commissioning & Start Up 1) Validation of site readiness, mechanical mounting integrity i.e., wall or pedestal 2) Ingress protection at charger, building, conduits, distribution panels 3) Validation of power cable and communication cable termination 4) Validation in implementation of charger specifics i.e., Network configuration, Wireless, Ethernet, Modbus, Building integration 5) Access control configuration i.e., Open, RFID, Credit Card, Cell Phone App 6) Charger registration into Cloud 7) Functional test of charger with customer vehicle 8) Functional test of Cloud Communication 9) Basic Customer Training of Charger Operation | • Mechanic • Electrical Specialist • Power System Engineer • Electrical Installer • Energy Engineer • Energy Specialist • Energy Project Manager | See GS-07F-217CA for tiered rates by location | See GS-07F-217CA for tiered rates by location | 1% | Continental US , Alaska & Hawaii
47QMCA22A000X | SIEMENS INDUSTRY, INC. | Affixing or Securing Station | Wall, Pedestal or Pad mounting at site included and provided by Siemens, provision to mount equipment to be provided for customer | • Mechanic • Electrical Specialist • Power System Engineer • Electrical Installer • Energy Engineer • Energy Specialist • Energy Project Manager | See GS-07F-217CA for tiered rates by location | See GS-07F-217CA for tiered rates by location | 1% | Continental US
47QMCA22A000X | SIEMENS INDUSTRY, INC. | Basic Installation (when no construction work is required) | Installation with Siemens approved electrical contractors 1) Cable runs and installation from panel board/power distribution to charg equipment 2) Mechanical charger instatllation to wall, pedestal , pad 3) Power & communication cable termination 4) Breaker installation in Panel/switchboards (if required) 5) Power distribution equipment Installation i.e. Switchboards, metering equipment, transformer (if required ) | • Mechanic • Electrical Specialist • Power System Engineer • Electrical Installer • Energy Engineer • Energy Specialist • Energy Project Manager | See GS-07F-217CA for tiered rates by location | See GS-07F-217CA for tiered rates by location | 1% | Continental US , Alaska & Hawaii
47QMCA22A000Y | VERDEK, LLC | AMPLY POWER CONF-V | Telematics Configuration to OMEGA. Priced Per Unit. | N/A | 350.88 | 333.34 | 5%
47QMCA22A000Y | VERDEK, LLC | AMPLY POWER CONF-C | EVSE Configuration and Commissioning to OMEGA. Priced Per Unit. | N/A | 350.88 | 333.34 | 5%
47QMCA22A000Y | VERDEK, LLC | CHARGEPOINT CPSUPPORT-ACTIVE | Initial Station Activation & Configuration Service for CT4000 Activation. Priced Per Unit. | N/A | 348.12 | 344.64 | 1%
47QMCA22A000Y | VERDEK, LLC | CHARGEPOINT CT4000-INSTALLVALID | Customer works with their own contractor to perform all construction up to the point where the stations can be bolted down and connected. CT4000 Validation. Priced Per unit. | N/A | 1196.98 | 1185.01 | 1%
47QMCA22A000Y | VERDEK, LLC | CHARGEPOINT CPSUPPORT-SITEVALID | Customer works with their own contractor to perform all construction and station installation services. | N/A | 597.49 | 591.52 | 1%
47QMCA22A000Y | VERDEK, LLC | CHARGEPOINT CPF-ACTIVE | Fleet Application Only - Initial Station Activation & Configuration Service | N/A | 99.75 | 98.75 | 1%
47QMCA22A000Y | VERDEK, LLC | CHARGEPOINT CPF-INSTALLVALID | Customer works with their own contractor to perform all construction and station installation services. | N/A | 1196.98 | 1185.01 | 1%
47QMCA22A000Y | VERDEK, LLC | ABB E-mobility Inc. ACDCWB | Activation Fee per Terra DC Wallbox. Priced Per unit. | N/A | 132.75 | 126.11 | 5%
47QMCA22A000Y | VERDEK, LLC | ABB E-mobility Inc. ACT1X4 | Activation Fee per Terra 94/124/184 - Priced Per unit. | N/A | 521.91 | 495.82 | 5%
47QMCA22A000Y | VERDEK, LLC | ABB E-mobility Inc. ACTHP | Activation Fee per Terra HP or HVC - Priced Per unit. | N/A | 2395.81 | 2276.02 | 5%
47QMCA22A000Y | VERDEK, LLC | ABB E-mobility Inc. ACTHP3D | Activation Fee per Terra HP350 or Terra HP 175 Dynamic - Priced Per unit. | N/A | 1561.51 | 1483.44 | 5%
47QMCA22A000Y | VERDEK, LLC | ABB E-mobility Inc. CSAHVC | Onsite Commissioning Fee per HVC (includes one Depot Charge Box) | N/A | 2081.81 | 1977.72 | 5%
47QMCA22A000Z | WSP USA SOLUTIONS INC. | EVSE Site Assessment (to include onsite visit) | WSP brings its extensive experience and success in traditional fleet facility design projects to EV fleet focused projects. WSP has been involved in preparing EV focused designs for new and existing sites for over 100 different facilities across North America and beyond. WSP is focused on developing design solutions that are scalable and expandable as the fleet transitions over time, regardless of whether there is an existing master plan or who created the existing master plan. Each site is individually evaluated and matched with the anticipated EV fleet and available charging technologies to determine the most appropriate implementation strategy. | Engineer I | 118.19 | 117.01 | 1% | US
47QMCA22A000Z | WSP USA SOLUTIONS INC. | EVSE Site Assessment (to include onsite visit) | WSP brings its extensive experience and success in traditional fleet facility design projects to EV fleet focused projects. WSP has been involved in preparing EV focused designs for new and existing sites for over 100 different facilities across North America and beyond. WSP is focused on developing design solutions that are scalable and expandable as the fleet transitions over time, regardless of whether there is an existing master plan or who created the existing master plan. Each site is individually evaluated and matched with the anticipated EV fleet and available charging technologies to determine the most appropriate implementation strategy. | Engineer II | 143.74 | 142.3 | 1% | US
47QMCA22A000Z | WSP USA SOLUTIONS INC. | EVSE Site Assessment (to include onsite visit) | WSP brings its extensive experience and success in traditional fleet facility design projects to EV fleet focused projects. WSP has been involved in preparing EV focused designs for new and existing sites for over 100 different facilities across North America and beyond. WSP is focused on developing design solutions that are scalable and expandable as the fleet transitions over time, regardless of whether there is an existing master plan or who created the existing master plan. Each site is individually evaluated and matched with the anticipated EV fleet and available charging technologies to determine the most appropriate implementation strategy. | Engineer III | 177.27 | 175.5 | 1% | US
47QMCA22A000Z | WSP USA SOLUTIONS INC. | EVSE Site Assessment (to include onsite visit) | WSP brings its extensive experience and success in traditional fleet facility design projects to EV fleet focused projects. WSP has been involved in preparing EV focused designs for new and existing sites for over 100 different facilities across North America and beyond. WSP is focused on developing design solutions that are scalable and expandable as the fleet transitions over time, regardless of whether there is an existing master plan or who created the existing master plan. Each site is individually evaluated and matched with the anticipated EV fleet and available charging technologies to determine the most appropriate implementation strategy. | Engineer IV | 207.58 | 205.5 | 1% | US
47QMCA22A000Z | WSP USA SOLUTIONS INC. | EVSE Site Assessment (to include onsite visit) | WSP brings its extensive experience and success in traditional fleet facility design projects to EV fleet focused projects. WSP has been involved in preparing EV focused designs for new and existing sites for over 100 different facilities across North America and beyond. WSP is focused on developing design solutions that are scalable and expandable as the fleet transitions over time, regardless of whether there is an existing master plan or who created the existing master plan. Each site is individually evaluated and matched with the anticipated EV fleet and available charging technologies to determine the most appropriate implementation strategy. | Project Manager II | 200.29 | 198.29 | 1% | US
47QMCA22A000Z | WSP USA SOLUTIONS INC. | Permitting/inspection (as applicable) | Electric utility support is often overlooked as a small part of any transition plan. Too many fleet owners have ordered a tranche of vehicles and then begun the utility engagement process, only to be told that new power supplies won’t be available for 3-4 years. WSP recognized early that utility interconnection is one of the slowest moving parts of each transition project, and as such we emphasize to our clients the benefits of early engagement with the local utility. To support that, we offer an experienced team of energy engineers who understand electric utility requirements related to fleet transitions. They have worked with electric utilities before to phase in power (avoiding interruptions to fleet transitions); to avoid potential future re-work from poorly planned pilot projects; and to pivot transition plans to adapt when we have received early notification of long lead times for new substation infrastructure. There are over 3,000 electric utilities across the country, and each has different processes for new load applications and interconnection agreements. WSP insights are crucial to navigating those processes. Beyond initial capital costs, it is also important to understand the ongoing operating costs of using electricity as the fuel. The WSP utility team can evaluate the tariffs offered by each utility, where rates may vary with time of day or based on monthly peak demand usage, to predict costs more accurately for the agency. Since the actual costs can be quite complicated. WSP will explore charge management software options for each site according to operations. WSP’s utility team also regularly performs analysis for reliability and resilience of power supplies. Each fleet and site will face different options for procuring reliable power, with some probably moving to onsite power generation in the form of a microgrid to improve resilience (see figure at right). WSP can offer early consulting to determine feasibility, cost, level of sustainability, and more at each site, considering operations, vehicle types, charger recommendations, and software integrator options. There are many potential benefits, but also significant hurdles to implementing this in practice. WSP can assist GSA clients in all of the following areas: Load Modeling; Utility Coordination; Permitting; V2G and V2X Analysis; Resiliency Planning; Solar and Microgrid Integration; Demand Management Strategies | Engineer I | 118.19 | 117.01 | 1% | US
47QMCA22A000Z | WSP USA SOLUTIONS INC. | Permitting/inspection (as applicable) | Electric utility support is often overlooked as a small part of any transition plan. Too many fleet owners have ordered a tranche of vehicles and then begun the utility engagement process, only to be told that new power supplies won’t be available for 3-4 years. WSP recognized early that utility interconnection is one of the slowest moving parts of each transition project, and as such we emphasize to our clients the benefits of early engagement with the local utility. To support that, we offer an experienced team of energy engineers who understand electric utility requirements related to fleet transitions. They have worked with electric utilities before to phase in power (avoiding interruptions to fleet transitions); to avoid potential future re-work from poorly planned pilot projects; and to pivot transition plans to adapt when we have received early notification of long lead times for new substation infrastructure. There are over 3,000 electric utilities across the country, and each has different processes for new load applications and interconnection agreements. WSP insights are crucial to navigating those processes. Beyond initial capital costs, it is also important to understand the ongoing operating costs of using electricity as the fuel. The WSP utility team can evaluate the tariffs offered by each utility, where rates may vary with time of day or based on monthly peak demand usage, to predict costs more accurately for the agency. Since the actual costs can be quite complicated. WSP will explore charge management software options for each site according to operations. WSP’s utility team also regularly performs analysis for reliability and resilience of power supplies. Each fleet and site will face different options for procuring reliable power, with some probably moving to onsite power generation in the form of a microgrid to improve resilience (see figure at right). WSP can offer early consulting to determine feasibility, cost, level of sustainability, and more at each site, considering operations, vehicle types, charger recommendations, and software integrator options. There are many potential benefits, but also significant hurdles to implementing this in practice. WSP can assist GSA clients in all of the following areas: Load Modeling; Utility Coordination; Permitting; V2G and V2X Analysis; Resiliency Planning; Solar and Microgrid Integration; Demand Management Strategies | Engineer II | 143.74 | 142.3 | 1% | US
47QMCA22A000Z | WSP USA SOLUTIONS INC. | Permitting/inspection (as applicable) | Electric utility support is often overlooked as a small part of any transition plan. Too many fleet owners have ordered a tranche of vehicles and then begun the utility engagement process, only to be told that new power supplies won’t be available for 3-4 years. WSP recognized early that utility interconnection is one of the slowest moving parts of each transition project, and as such we emphasize to our clients the benefits of early engagement with the local utility. To support that, we offer an experienced team of energy engineers who understand electric utility requirements related to fleet transitions. They have worked with electric utilities before to phase in power (avoiding interruptions to fleet transitions); to avoid potential future re-work from poorly planned pilot projects; and to pivot transition plans to adapt when we have received early notification of long lead times for new substation infrastructure. There are over 3,000 electric utilities across the country, and each has different processes for new load applications and interconnection agreements. WSP insights are crucial to navigating those processes. Beyond initial capital costs, it is also important to understand the ongoing operating costs of using electricity as the fuel. The WSP utility team can evaluate the tariffs offered by each utility, where rates may vary with time of day or based on monthly peak demand usage, to predict costs more accurately for the agency. Since the actual costs can be quite complicated. WSP will explore charge management software options for each site according to operations. WSP’s utility team also regularly performs analysis for reliability and resilience of power supplies. Each fleet and site will face different options for procuring reliable power, with some probably moving to onsite power generation in the form of a microgrid to improve resilience (see figure at right). WSP can offer early consulting to determine feasibility, cost, level of sustainability, and more at each site, considering operations, vehicle types, charger recommendations, and software integrator options. There are many potential benefits, but also significant hurdles to implementing this in practice. WSP can assist GSA clients in all of the following areas: Load Modeling; Utility Coordination; Permitting; V2G and V2X Analysis; Resiliency Planning; Solar and Microgrid Integration; Demand Management Strategies | Engineer III | 177.27 | 175.5 | 1% | US
47QMCA22A000Z | WSP USA SOLUTIONS INC. | Permitting/inspection (as applicable) | Electric utility support is often overlooked as a small part of any transition plan. Too many fleet owners have ordered a tranche of vehicles and then begun the utility engagement process, only to be told that new power supplies won’t be available for 3-4 years. WSP recognized early that utility interconnection is one of the slowest moving parts of each transition project, and as such we emphasize to our clients the benefits of early engagement with the local utility. To support that, we offer an experienced team of energy engineers who understand electric utility requirements related to fleet transitions. They have worked with electric utilities before to phase in power (avoiding interruptions to fleet transitions); to avoid potential future re-work from poorly planned pilot projects; and to pivot transition plans to adapt when we have received early notification of long lead times for new substation infrastructure. There are over 3,000 electric utilities across the country, and each has different processes for new load applications and interconnection agreements. WSP insights are crucial to navigating those processes. Beyond initial capital costs, it is also important to understand the ongoing operating costs of using electricity as the fuel. The WSP utility team can evaluate the tariffs offered by each utility, where rates may vary with time of day or based on monthly peak demand usage, to predict costs more accurately for the agency. Since the actual costs can be quite complicated. WSP will explore charge management software options for each site according to operations. WSP’s utility team also regularly performs analysis for reliability and resilience of power supplies. Each fleet and site will face different options for procuring reliable power, with some probably moving to onsite power generation in the form of a microgrid to improve resilience (see figure at right). WSP can offer early consulting to determine feasibility, cost, level of sustainability, and more at each site, considering operations, vehicle types, charger recommendations, and software integrator options. There are many potential benefits, but also significant hurdles to implementing this in practice. WSP can assist GSA clients in all of the following areas: Load Modeling; Utility Coordination; Permitting; V2G and V2X Analysis; Resiliency Planning; Solar and Microgrid Integration; Demand Management Strategies | Engineer IV | 207.58 | 205.5 | 1% | US
47QMCA22A000Z | WSP USA SOLUTIONS INC. | Permitting/inspection (as applicable) | Electric utility support is often overlooked as a small part of any transition plan. Too many fleet owners have ordered a tranche of vehicles and then begun the utility engagement process, only to be told that new power supplies won’t be available for 3-4 years. WSP recognized early that utility interconnection is one of the slowest moving parts of each transition project, and as such we emphasize to our clients the benefits of early engagement with the local utility. To support that, we offer an experienced team of energy engineers who understand electric utility requirements related to fleet transitions. They have worked with electric utilities before to phase in power (avoiding interruptions to fleet transitions); to avoid potential future re-work from poorly planned pilot projects; and to pivot transition plans to adapt when we have received early notification of long lead times for new substation infrastructure. There are over 3,000 electric utilities across the country, and each has different processes for new load applications and interconnection agreements. WSP insights are crucial to navigating those processes. Beyond initial capital costs, it is also important to understand the ongoing operating costs of using electricity as the fuel. The WSP utility team can evaluate the tariffs offered by each utility, where rates may vary with time of day or based on monthly peak demand usage, to predict costs more accurately for the agency. Since the actual costs can be quite complicated. WSP will explore charge management software options for each site according to operations. WSP’s utility team also regularly performs analysis for reliability and resilience of power supplies. Each fleet and site will face different options for procuring reliable power, with some probably moving to onsite power generation in the form of a microgrid to improve resilience (see figure at right). WSP can offer early consulting to determine feasibility, cost, level of sustainability, and more at each site, considering operations, vehicle types, charger recommendations, and software integrator options. There are many potential benefits, but also significant hurdles to implementing this in practice. WSP can assist GSA clients in all of the following areas: Load Modeling; Utility Coordination; Permitting; V2G and V2X Analysis; Resiliency Planning; Solar and Microgrid Integration; Demand Management Strategies | Project Manager II | 200.29 | 198.29 | 1% | US
47QMCA22A000Z | WSP USA SOLUTIONS INC. | Utility Coordination | Electric utility support is often overlooked as a small part of any transition plan. Too many fleet owners have ordered a tranche of vehicles and then begun the utility engagement process, only to be told that new power supplies won’t be available for 3-4 years. WSP recognized early that utility interconnection is one of the slowest moving parts of each transition project, and as such we emphasize to our clients the benefits of early engagement with the local utility. To support that, we offer an experienced team of energy engineers who understand electric utility requirements related to fleet transitions. They have worked with electric utilities before to phase in power (avoiding interruptions to fleet transitions); to avoid potential future re-work from poorly planned pilot projects; and to pivot transition plans to adapt when we have received early notification of long lead times for new substation infrastructure. There are over 3,000 electric utilities across the country, and each has different processes for new load applications and interconnection agreements. WSP insights are crucial to navigating those processes. Beyond initial capital costs, it is also important to understand the ongoing operating costs of using electricity as the fuel. The WSP utility team can evaluate the tariffs offered by each utility, where rates may vary with time of day or based on monthly peak demand usage, to predict costs more accurately for the agency. Since the actual costs can be quite complicated. WSP will explore charge management software options for each site according to operations. WSP’s utility team also regularly performs analysis for reliability and resilience of power supplies. Each fleet and site will face different options for procuring reliable power, with some probably moving to onsite power generation in the form of a microgrid to improve resilience (see figure at right). WSP can offer early consulting to determine feasibility, cost, level of sustainability, and more at each site, considering operations, vehicle types, charger recommendations, and software integrator options. There are many potential benefits, but also significant hurdles to implementing this in practice. WSP can assist GSA clients in all of the following areas: Load Modeling; Utility Coordination; Permitting; V2G and V2X Analysis; Resiliency Planning; Solar and Microgrid Integration; Demand Management Strategies | Engineer I | 118.19 | 117.01 | 1% | US
47QMCA22A000Z | WSP USA SOLUTIONS INC. | Utility Coordination | Electric utility support is often overlooked as a small part of any transition plan. Too many fleet owners have ordered a tranche of vehicles and then begun the utility engagement process, only to be told that new power supplies won’t be available for 3-4 years. WSP recognized early that utility interconnection is one of the slowest moving parts of each transition project, and as such we emphasize to our clients the benefits of early engagement with the local utility. To support that, we offer an experienced team of energy engineers who understand electric utility requirements related to fleet transitions. They have worked with electric utilities before to phase in power (avoiding interruptions to fleet transitions); to avoid potential future re-work from poorly planned pilot projects; and to pivot transition plans to adapt when we have received early notification of long lead times for new substation infrastructure. There are over 3,000 electric utilities across the country, and each has different processes for new load applications and interconnection agreements. WSP insights are crucial to navigating those processes. Beyond initial capital costs, it is also important to understand the ongoing operating costs of using electricity as the fuel. The WSP utility team can evaluate the tariffs offered by each utility, where rates may vary with time of day or based on monthly peak demand usage, to predict costs more accurately for the agency. Since the actual costs can be quite complicated. WSP will explore charge management software options for each site according to operations. WSP’s utility team also regularly performs analysis for reliability and resilience of power supplies. Each fleet and site will face different options for procuring reliable power, with some probably moving to onsite power generation in the form of a microgrid to improve resilience (see figure at right). WSP can offer early consulting to determine feasibility, cost, level of sustainability, and more at each site, considering operations, vehicle types, charger recommendations, and software integrator options. There are many potential benefits, but also significant hurdles to implementing this in practice. WSP can assist GSA clients in all of the following areas: Load Modeling; Utility Coordination; Permitting; V2G and V2X Analysis; Resiliency Planning; Solar and Microgrid Integration; Demand Management Strategies | Engineer II | 143.74 | 142.3 | 1% | US
47QMCA22A000Z | WSP USA SOLUTIONS INC. | Utility Coordination | Electric utility support is often overlooked as a small part of any transition plan. Too many fleet owners have ordered a tranche of vehicles and then begun the utility engagement process, only to be told that new power supplies won’t be available for 3-4 years. WSP recognized early that utility interconnection is one of the slowest moving parts of each transition project, and as such we emphasize to our clients the benefits of early engagement with the local utility. To support that, we offer an experienced team of energy engineers who understand electric utility requirements related to fleet transitions. They have worked with electric utilities before to phase in power (avoiding interruptions to fleet transitions); to avoid potential future re-work from poorly planned pilot projects; and to pivot transition plans to adapt when we have received early notification of long lead times for new substation infrastructure. There are over 3,000 electric utilities across the country, and each has different processes for new load applications and interconnection agreements. WSP insights are crucial to navigating those processes. Beyond initial capital costs, it is also important to understand the ongoing operating costs of using electricity as the fuel. The WSP utility team can evaluate the tariffs offered by each utility, where rates may vary with time of day or based on monthly peak demand usage, to predict costs more accurately for the agency. Since the actual costs can be quite complicated. WSP will explore charge management software options for each site according to operations. WSP’s utility team also regularly performs analysis for reliability and resilience of power supplies. Each fleet and site will face different options for procuring reliable power, with some probably moving to onsite power generation in the form of a microgrid to improve resilience (see figure at right). WSP can offer early consulting to determine feasibility, cost, level of sustainability, and more at each site, considering operations, vehicle types, charger recommendations, and software integrator options. There are many potential benefits, but also significant hurdles to implementing this in practice. WSP can assist GSA clients in all of the following areas: Load Modeling; Utility Coordination; Permitting; V2G and V2X Analysis; Resiliency Planning; Solar and Microgrid Integration; Demand Management Strategies | Engineer III | 177.27 | 175.5 | 1% | US
47QMCA22A000Z | WSP USA SOLUTIONS INC. | Utility Coordination | Electric utility support is often overlooked as a small part of any transition plan. Too many fleet owners have ordered a tranche of vehicles and then begun the utility engagement process, only to be told that new power supplies won’t be available for 3-4 years. WSP recognized early that utility interconnection is one of the slowest moving parts of each transition project, and as such we emphasize to our clients the benefits of early engagement with the local utility. To support that, we offer an experienced team of energy engineers who understand electric utility requirements related to fleet transitions. They have worked with electric utilities before to phase in power (avoiding interruptions to fleet transitions); to avoid potential future re-work from poorly planned pilot projects; and to pivot transition plans to adapt when we have received early notification of long lead times for new substation infrastructure. There are over 3,000 electric utilities across the country, and each has different processes for new load applications and interconnection agreements. WSP insights are crucial to navigating those processes. Beyond initial capital costs, it is also important to understand the ongoing operating costs of using electricity as the fuel. The WSP utility team can evaluate the tariffs offered by each utility, where rates may vary with time of day or based on monthly peak demand usage, to predict costs more accurately for the agency. Since the actual costs can be quite complicated. WSP will explore charge management software options for each site according to operations. WSP’s utility team also regularly performs analysis for reliability and resilience of power supplies. Each fleet and site will face different options for procuring reliable power, with some probably moving to onsite power generation in the form of a microgrid to improve resilience (see figure at right). WSP can offer early consulting to determine feasibility, cost, level of sustainability, and more at each site, considering operations, vehicle types, charger recommendations, and software integrator options. There are many potential benefits, but also significant hurdles to implementing this in practice. WSP can assist GSA clients in all of the following areas: Load Modeling; Utility Coordination; Permitting; V2G and V2X Analysis; Resiliency Planning; Solar and Microgrid Integration; Demand Management Strategies | Engineer IV | 207.58 | 205.5 | 1% | US
47QMCA22A000Z | WSP USA SOLUTIONS INC. | Utility Coordination | Electric utility support is often overlooked as a small part of any transition plan. Too many fleet owners have ordered a tranche of vehicles and then begun the utility engagement process, only to be told that new power supplies won’t be available for 3-4 years. WSP recognized early that utility interconnection is one of the slowest moving parts of each transition project, and as such we emphasize to our clients the benefits of early engagement with the local utility. To support that, we offer an experienced team of energy engineers who understand electric utility requirements related to fleet transitions. They have worked with electric utilities before to phase in power (avoiding interruptions to fleet transitions); to avoid potential future re-work from poorly planned pilot projects; and to pivot transition plans to adapt when we have received early notification of long lead times for new substation infrastructure. There are over 3,000 electric utilities across the country, and each has different processes for new load applications and interconnection agreements. WSP insights are crucial to navigating those processes. Beyond initial capital costs, it is also important to understand the ongoing operating costs of using electricity as the fuel. The WSP utility team can evaluate the tariffs offered by each utility, where rates may vary with time of day or based on monthly peak demand usage, to predict costs more accurately for the agency. Since the actual costs can be quite complicated. WSP will explore charge management software options for each site according to operations. WSP’s utility team also regularly performs analysis for reliability and resilience of power supplies. Each fleet and site will face different options for procuring reliable power, with some probably moving to onsite power generation in the form of a microgrid to improve resilience (see figure at right). WSP can offer early consulting to determine feasibility, cost, level of sustainability, and more at each site, considering operations, vehicle types, charger recommendations, and software integrator options. There are many potential benefits, but also significant hurdles to implementing this in practice. WSP can assist GSA clients in all of the following areas: Load Modeling; Utility Coordination; Permitting; V2G and V2X Analysis; Resiliency Planning; Solar and Microgrid Integration; Demand Management Strategies | Project Manager II | 200.29 | 198.29 | 1% | US
47QMCA22A000Z | WSP USA SOLUTIONS INC. | Development of electrical plans | Electric utility support is often overlooked as a small part of any transition plan. Too many fleet owners have ordered a tranche of vehicles and then begun the utility engagement process, only to be told that new power supplies won’t be available for 3-4 years. WSP recognized early that utility interconnection is one of the slowest moving parts of each transition project, and as such we emphasize to our clients the benefits of early engagement with the local utility. To support that, we offer an experienced team of energy engineers who understand electric utility requirements related to fleet transitions. They have worked with electric utilities before to phase in power (avoiding interruptions to fleet transitions); to avoid potential future re-work from poorly planned pilot projects; and to pivot transition plans to adapt when we have received early notification of long lead times for new substation infrastructure. There are over 3,000 electric utilities across the country, and each has different processes for new load applications and interconnection agreements. WSP insights are crucial to navigating those processes. Beyond initial capital costs, it is also important to understand the ongoing operating costs of using electricity as the fuel. The WSP utility team can evaluate the tariffs offered by each utility, where rates may vary with time of day or based on monthly peak demand usage, to predict costs more accurately for the agency. Since the actual costs can be quite complicated. WSP will explore charge management software options for each site according to operations. WSP’s utility team also regularly performs analysis for reliability and resilience of power supplies. Each fleet and site will face different options for procuring reliable power, with some probably moving to onsite power generation in the form of a microgrid to improve resilience (see figure at right). WSP can offer early consulting to determine feasibility, cost, level of sustainability, and more at each site, considering operations, vehicle types, charger recommendations, and software integrator options. There are many potential benefits, but also significant hurdles to implementing this in practice. WSP can assist GSA clients in all of the following areas: Load Modeling; Utility Coordination; Permitting; V2G and V2X Analysis; Resiliency Planning; Solar and Microgrid Integration; Demand Management Strategies | Engineer I | 118.19 | 117.01 | 1% | US
47QMCA22A000Z | WSP USA SOLUTIONS INC. | Development of electrical plans | Electric utility support is often overlooked as a small part of any transition plan. Too many fleet owners have ordered a tranche of vehicles and then begun the utility engagement process, only to be told that new power supplies won’t be available for 3-4 years. WSP recognized early that utility interconnection is one of the slowest moving parts of each transition project, and as such we emphasize to our clients the benefits of early engagement with the local utility. To support that, we offer an experienced team of energy engineers who understand electric utility requirements related to fleet transitions. They have worked with electric utilities before to phase in power (avoiding interruptions to fleet transitions); to avoid potential future re-work from poorly planned pilot projects; and to pivot transition plans to adapt when we have received early notification of long lead times for new substation infrastructure. There are over 3,000 electric utilities across the country, and each has different processes for new load applications and interconnection agreements. WSP insights are crucial to navigating those processes. Beyond initial capital costs, it is also important to understand the ongoing operating costs of using electricity as the fuel. The WSP utility team can evaluate the tariffs offered by each utility, where rates may vary with time of day or based on monthly peak demand usage, to predict costs more accurately for the agency. Since the actual costs can be quite complicated. WSP will explore charge management software options for each site according to operations. WSP’s utility team also regularly performs analysis for reliability and resilience of power supplies. Each fleet and site will face different options for procuring reliable power, with some probably moving to onsite power generation in the form of a microgrid to improve resilience (see figure at right). WSP can offer early consulting to determine feasibility, cost, level of sustainability, and more at each site, considering operations, vehicle types, charger recommendations, and software integrator options. There are many potential benefits, but also significant hurdles to implementing this in practice. WSP can assist GSA clients in all of the following areas: Load Modeling; Utility Coordination; Permitting; V2G and V2X Analysis; Resiliency Planning; Solar and Microgrid Integration; Demand Management Strategies | Engineer II | 143.74 | 142.3 | 1% | US
47QMCA22A000Z | WSP USA SOLUTIONS INC. | Development of electrical plans | Electric utility support is often overlooked as a small part of any transition plan. Too many fleet owners have ordered a tranche of vehicles and then begun the utility engagement process, only to be told that new power supplies won’t be available for 3-4 years. WSP recognized early that utility interconnection is one of the slowest moving parts of each transition project, and as such we emphasize to our clients the benefits of early engagement with the local utility. To support that, we offer an experienced team of energy engineers who understand electric utility requirements related to fleet transitions. They have worked with electric utilities before to phase in power (avoiding interruptions to fleet transitions); to avoid potential future re-work from poorly planned pilot projects; and to pivot transition plans to adapt when we have received early notification of long lead times for new substation infrastructure. There are over 3,000 electric utilities across the country, and each has different processes for new load applications and interconnection agreements. WSP insights are crucial to navigating those processes. Beyond initial capital costs, it is also important to understand the ongoing operating costs of using electricity as the fuel. The WSP utility team can evaluate the tariffs offered by each utility, where rates may vary with time of day or based on monthly peak demand usage, to predict costs more accurately for the agency. Since the actual costs can be quite complicated. WSP will explore charge management software options for each site according to operations. WSP’s utility team also regularly performs analysis for reliability and resilience of power supplies. Each fleet and site will face different options for procuring reliable power, with some probably moving to onsite power generation in the form of a microgrid to improve resilience (see figure at right). WSP can offer early consulting to determine feasibility, cost, level of sustainability, and more at each site, considering operations, vehicle types, charger recommendations, and software integrator options. There are many potential benefits, but also significant hurdles to implementing this in practice. WSP can assist GSA clients in all of the following areas: Load Modeling; Utility Coordination; Permitting; V2G and V2X Analysis; Resiliency Planning; Solar and Microgrid Integration; Demand Management Strategies | Engineer III | 177.27 | 175.5 | 1% | US
47QMCA22A000Z | WSP USA SOLUTIONS INC. | Development of electrical plans | Electric utility support is often overlooked as a small part of any transition plan. Too many fleet owners have ordered a tranche of vehicles and then begun the utility engagement process, only to be told that new power supplies won’t be available for 3-4 years. WSP recognized early that utility interconnection is one of the slowest moving parts of each transition project, and as such we emphasize to our clients the benefits of early engagement with the local utility. To support that, we offer an experienced team of energy engineers who understand electric utility requirements related to fleet transitions. They have worked with electric utilities before to phase in power (avoiding interruptions to fleet transitions); to avoid potential future re-work from poorly planned pilot projects; and to pivot transition plans to adapt when we have received early notification of long lead times for new substation infrastructure. There are over 3,000 electric utilities across the country, and each has different processes for new load applications and interconnection agreements. WSP insights are crucial to navigating those processes. Beyond initial capital costs, it is also important to understand the ongoing operating costs of using electricity as the fuel. The WSP utility team can evaluate the tariffs offered by each utility, where rates may vary with time of day or based on monthly peak demand usage, to predict costs more accurately for the agency. Since the actual costs can be quite complicated. WSP will explore charge management software options for each site according to operations. WSP’s utility team also regularly performs analysis for reliability and resilience of power supplies. Each fleet and site will face different options for procuring reliable power, with some probably moving to onsite power generation in the form of a microgrid to improve resilience (see figure at right). WSP can offer early consulting to determine feasibility, cost, level of sustainability, and more at each site, considering operations, vehicle types, charger recommendations, and software integrator options. There are many potential benefits, but also significant hurdles to implementing this in practice. WSP can assist GSA clients in all of the following areas: Load Modeling; Utility Coordination; Permitting; V2G and V2X Analysis; Resiliency Planning; Solar and Microgrid Integration; Demand Management Strategies | Engineer IV | 207.58 | 205.5 | 1% | US
47QMCA22A000Z | WSP USA SOLUTIONS INC. | Development of electrical plans | Electric utility support is often overlooked as a small part of any transition plan. Too many fleet owners have ordered a tranche of vehicles and then begun the utility engagement process, only to be told that new power supplies won’t be available for 3-4 years. WSP recognized early that utility interconnection is one of the slowest moving parts of each transition project, and as such we emphasize to our clients the benefits of early engagement with the local utility. To support that, we offer an experienced team of energy engineers who understand electric utility requirements related to fleet transitions. They have worked with electric utilities before to phase in power (avoiding interruptions to fleet transitions); to avoid potential future re-work from poorly planned pilot projects; and to pivot transition plans to adapt when we have received early notification of long lead times for new substation infrastructure. There are over 3,000 electric utilities across the country, and each has different processes for new load applications and interconnection agreements. WSP insights are crucial to navigating those processes. Beyond initial capital costs, it is also important to understand the ongoing operating costs of using electricity as the fuel. The WSP utility team can evaluate the tariffs offered by each utility, where rates may vary with time of day or based on monthly peak demand usage, to predict costs more accurately for the agency. Since the actual costs can be quite complicated. WSP will explore charge management software options for each site according to operations. WSP’s utility team also regularly performs analysis for reliability and resilience of power supplies. Each fleet and site will face different options for procuring reliable power, with some probably moving to onsite power generation in the form of a microgrid to improve resilience (see figure at right). WSP can offer early consulting to determine feasibility, cost, level of sustainability, and more at each site, considering operations, vehicle types, charger recommendations, and software integrator options. There are many potential benefits, but also significant hurdles to implementing this in practice. WSP can assist GSA clients in all of the following areas: Load Modeling; Utility Coordination; Permitting; V2G and V2X Analysis; Resiliency Planning; Solar and Microgrid Integration; Demand Management Strategies | Project Manager II | 200.29 | 198.29 | 1% | US
47QMCA22A000Z | WSP USA SOLUTIONS INC. | Other - Strategic Planning & Phasing | WSP can help GSA and client agencies develop actionable fleet electrification roll out plans that account for the unique operating requirements of that government agency’s fleet, commercially available technology options, facility constraints, capital and operating budget constraints, political/management concerns, and equity issues. A detailed roll-out plan is a critical tool that each agency can then use to methodically identify the critical path for fleet transition, develop realistic budgets and workforce plans, minimize disruptions to facilities and fleet operations, and identify training, management, and operational changes required to make the transition successful. WSP can help develop fleet electrification plans with procurement schedules that reflect real world EV availability, operational needs, and vehicle retirement policies, and that match infrastructure design, permitting, and construction planning to available vehicle procurement schedules. We can also provide consulting on facility energy and load analysis; develop capital and operating cost estimates; analyze climate, air quality/public health, and equity effects of the fleet transition; and identify alternative procurement and project delivery strategies. Fleet electrification also often requires significant changes to O&M practices to address both the limitations and opportunities of new technology. WSP can help agencies identify the necessary changes and develop detailed operating plans to ensure a successful transition in these areas as well, including: Service planning and scheduling; Workforce planning; Operator training; Vehicle and facility maintenance training; Vehicle maintenance program planning; Facility maintenance program planning; Safety protocols and emergency planning; Resiliency planning; Development and evaluation of alternative; procurement or project delivery strategies. | Engineer I | 118.19 | 117.01 | 1% | US
47QMCA22A000Z | WSP USA SOLUTIONS INC. | Other - Strategic Planning & Phasing | WSP can help GSA and client agencies develop actionable fleet electrification roll out plans that account for the unique operating requirements of that government agency’s fleet, commercially available technology options, facility constraints, capital and operating budget constraints, political/management concerns, and equity issues. A detailed roll-out plan is a critical tool that each agency can then use to methodically identify the critical path for fleet transition, develop realistic budgets and workforce plans, minimize disruptions to facilities and fleet operations, and identify training, management, and operational changes required to make the transition successful. WSP can help develop fleet electrification plans with procurement schedules that reflect real world EV availability, operational needs, and vehicle retirement policies, and that match infrastructure design, permitting, and construction planning to available vehicle procurement schedules. We can also provide consulting on facility energy and load analysis; develop capital and operating cost estimates; analyze climate, air quality/public health, and equity effects of the fleet transition; and identify alternative procurement and project delivery strategies. Fleet electrification also often requires significant changes to O&M practices to address both the limitations and opportunities of new technology. WSP can help agencies identify the necessary changes and develop detailed operating plans to ensure a successful transition in these areas as well, including: Service planning and scheduling; Workforce planning; Operator training; Vehicle and facility maintenance training; Vehicle maintenance program planning; Facility maintenance program planning; Safety protocols and emergency planning; Resiliency planning; Development and evaluation of alternative; procurement or project delivery strategies. | Engineer II | 143.74 | 142.3 | 1% | US
47QMCA22A000Z | WSP USA SOLUTIONS INC. | Other - Strategic Planning & Phasing | WSP can help GSA and client agencies develop actionable fleet electrification roll out plans that account for the unique operating requirements of that government agency’s fleet, commercially available technology options, facility constraints, capital and operating budget constraints, political/management concerns, and equity issues. A detailed roll-out plan is a critical tool that each agency can then use to methodically identify the critical path for fleet transition, develop realistic budgets and workforce plans, minimize disruptions to facilities and fleet operations, and identify training, management, and operational changes required to make the transition successful. WSP can help develop fleet electrification plans with procurement schedules that reflect real world EV availability, operational needs, and vehicle retirement policies, and that match infrastructure design, permitting, and construction planning to available vehicle procurement schedules. We can also provide consulting on facility energy and load analysis; develop capital and operating cost estimates; analyze climate, air quality/public health, and equity effects of the fleet transition; and identify alternative procurement and project delivery strategies. Fleet electrification also often requires significant changes to O&M practices to address both the limitations and opportunities of new technology. WSP can help agencies identify the necessary changes and develop detailed operating plans to ensure a successful transition in these areas as well, including: Service planning and scheduling; Workforce planning; Operator training; Vehicle and facility maintenance training; Vehicle maintenance program planning; Facility maintenance program planning; Safety protocols and emergency planning; Resiliency planning; Development and evaluation of alternative; procurement or project delivery strategies. | Engineer III | 177.27 | 175.5 | 1% | US
47QMCA22A000Z | WSP USA SOLUTIONS INC. | Other - Strategic Planning & Phasing | WSP can help GSA and client agencies develop actionable fleet electrification roll out plans that account for the unique operating requirements of that government agency’s fleet, commercially available technology options, facility constraints, capital and operating budget constraints, political/management concerns, and equity issues. A detailed roll-out plan is a critical tool that each agency can then use to methodically identify the critical path for fleet transition, develop realistic budgets and workforce plans, minimize disruptions to facilities and fleet operations, and identify training, management, and operational changes required to make the transition successful. WSP can help develop fleet electrification plans with procurement schedules that reflect real world EV availability, operational needs, and vehicle retirement policies, and that match infrastructure design, permitting, and construction planning to available vehicle procurement schedules. We can also provide consulting on facility energy and load analysis; develop capital and operating cost estimates; analyze climate, air quality/public health, and equity effects of the fleet transition; and identify alternative procurement and project delivery strategies. Fleet electrification also often requires significant changes to O&M practices to address both the limitations and opportunities of new technology. WSP can help agencies identify the necessary changes and develop detailed operating plans to ensure a successful transition in these areas as well, including: Service planning and scheduling; Workforce planning; Operator training; Vehicle and facility maintenance training; Vehicle maintenance program planning; Facility maintenance program planning; Safety protocols and emergency planning; Resiliency planning; Development and evaluation of alternative; procurement or project delivery strategies. | Engineer IV | 207.58 | 205.5 | 1% | US
47QMCA22A000Z | WSP USA SOLUTIONS INC. | Other - Strategic Planning & Phasing | WSP can help GSA and client agencies develop actionable fleet electrification roll out plans that account for the unique operating requirements of that government agency’s fleet, commercially available technology options, facility constraints, capital and operating budget constraints, political/management concerns, and equity issues. A detailed roll-out plan is a critical tool that each agency can then use to methodically identify the critical path for fleet transition, develop realistic budgets and workforce plans, minimize disruptions to facilities and fleet operations, and identify training, management, and operational changes required to make the transition successful. WSP can help develop fleet electrification plans with procurement schedules that reflect real world EV availability, operational needs, and vehicle retirement policies, and that match infrastructure design, permitting, and construction planning to available vehicle procurement schedules. We can also provide consulting on facility energy and load analysis; develop capital and operating cost estimates; analyze climate, air quality/public health, and equity effects of the fleet transition; and identify alternative procurement and project delivery strategies. Fleet electrification also often requires significant changes to O&M practices to address both the limitations and opportunities of new technology. WSP can help agencies identify the necessary changes and develop detailed operating plans to ensure a successful transition in these areas as well, including: Service planning and scheduling; Workforce planning; Operator training; Vehicle and facility maintenance training; Vehicle maintenance program planning; Facility maintenance program planning; Safety protocols and emergency planning; Resiliency planning; Development and evaluation of alternative; procurement or project delivery strategies. | Project Manager II | 200.29 | 198.29 | 1% | US
47QMCA22A000Z | WSP USA SOLUTIONS INC. | Other - Strategic Planning & Phasing | WSP can help GSA and client agencies develop actionable fleet electrification roll out plans that account for the unique operating requirements of that government agency’s fleet, commercially available technology options, facility constraints, capital and operating budget constraints, political/management concerns, and equity issues. A detailed roll-out plan is a critical tool that each agency can then use to methodically identify the critical path for fleet transition, develop realistic budgets and workforce plans, minimize disruptions to facilities and fleet operations, and identify training, management, and operational changes required to make the transition successful. WSP can help develop fleet electrification plans with procurement schedules that reflect real world EV availability, operational needs, and vehicle retirement policies, and that match infrastructure design, permitting, and construction planning to available vehicle procurement schedules. We can also provide consulting on facility energy and load analysis; develop capital and operating cost estimates; analyze climate, air quality/public health, and equity effects of the fleet transition; and identify alternative procurement and project delivery strategies. Fleet electrification also often requires significant changes to O&M practices to address both the limitations and opportunities of new technology. WSP can help agencies identify the necessary changes and develop detailed operating plans to ensure a successful transition in these areas as well, including: Service planning and scheduling; Workforce planning; Operator training; Vehicle and facility maintenance training; Vehicle maintenance program planning; Facility maintenance program planning; Safety protocols and emergency planning; Resiliency planning; Development and evaluation of alternative; procurement or project delivery strategies. | Planner II | 107.36 | 106.29 | 1% | US
47QMCA22A000Z | WSP USA SOLUTIONS INC. | Other - Strategic Planning & Phasing | WSP can help GSA and client agencies develop actionable fleet electrification roll out plans that account for the unique operating requirements of that government agency’s fleet, commercially available technology options, facility constraints, capital and operating budget constraints, political/management concerns, and equity issues. A detailed roll-out plan is a critical tool that each agency can then use to methodically identify the critical path for fleet transition, develop realistic budgets and workforce plans, minimize disruptions to facilities and fleet operations, and identify training, management, and operational changes required to make the transition successful. WSP can help develop fleet electrification plans with procurement schedules that reflect real world EV availability, operational needs, and vehicle retirement policies, and that match infrastructure design, permitting, and construction planning to available vehicle procurement schedules. We can also provide consulting on facility energy and load analysis; develop capital and operating cost estimates; analyze climate, air quality/public health, and equity effects of the fleet transition; and identify alternative procurement and project delivery strategies. Fleet electrification also often requires significant changes to O&M practices to address both the limitations and opportunities of new technology. WSP can help agencies identify the necessary changes and develop detailed operating plans to ensure a successful transition in these areas as well, including: Service planning and scheduling; Workforce planning; Operator training; Vehicle and facility maintenance training; Vehicle maintenance program planning; Facility maintenance program planning; Safety protocols and emergency planning; Resiliency planning; Development and evaluation of alternative; procurement or project delivery strategies. | Planner III | 167.86 | 166.18 | 1% | US
47QMCA22A000Z | WSP USA SOLUTIONS INC. | Other - Route Energy Modeling | Matching vehicle capabilities to the daily service needs of the specific impacted agency is critical to the success of any government fleet electrification effort. WSP has developed in-house tools to estimate daily vehicle energy needs based on vehicle type, climate, topography, and route/service profiles. WSP also maintains a comprehensive database of all light-, medium- and heavy-duty electric vehicles currently commercially available. Our team can easily search and filter this database on multiple criteria such as battery capacity/range, charging time, price, passenger capacity, four-wheel drive capability, and other functional characteristics to support informed decisions. Using these tools and outputs like those pictured below, WSP quickly matches service needs to available vehicles for a given government agency fleet and vehicle type, as well as estimate charging infrastructure requirements to support an electrified fleet. | Engineer I | 118.19 | 117.01 | 1% | US
47QMCA22A000Z | WSP USA SOLUTIONS INC. | Other - Route Energy Modeling | Matching vehicle capabilities to the daily service needs of the specific impacted agency is critical to the success of any government fleet electrification effort. WSP has developed in-house tools to estimate daily vehicle energy needs based on vehicle type, climate, topography, and route/service profiles. WSP also maintains a comprehensive database of all light-, medium- and heavy-duty electric vehicles currently commercially available. Our team can easily search and filter this database on multiple criteria such as battery capacity/range, charging time, price, passenger capacity, four-wheel drive capability, and other functional characteristics to support informed decisions. Using these tools and outputs like those pictured below, WSP quickly matches service needs to available vehicles for a given government agency fleet and vehicle type, as well as estimate charging infrastructure requirements to support an electrified fleet. | Engineer II | 143.74 | 142.3 | 1% | US
47QMCA22A000Z | WSP USA SOLUTIONS INC. | Other - Route Energy Modeling | Matching vehicle capabilities to the daily service needs of the specific impacted agency is critical to the success of any government fleet electrification effort. WSP has developed in-house tools to estimate daily vehicle energy needs based on vehicle type, climate, topography, and route/service profiles. WSP also maintains a comprehensive database of all light-, medium- and heavy-duty electric vehicles currently commercially available. Our team can easily search and filter this database on multiple criteria such as battery capacity/range, charging time, price, passenger capacity, four-wheel drive capability, and other functional characteristics to support informed decisions. Using these tools and outputs like those pictured below, WSP quickly matches service needs to available vehicles for a given government agency fleet and vehicle type, as well as estimate charging infrastructure requirements to support an electrified fleet. | Engineer III | 177.27 | 175.5 | 1% | US
47QMCA22A000Z | WSP USA SOLUTIONS INC. | Other - Route Energy Modeling | Matching vehicle capabilities to the daily service needs of the specific impacted agency is critical to the success of any government fleet electrification effort. WSP has developed in-house tools to estimate daily vehicle energy needs based on vehicle type, climate, topography, and route/service profiles. WSP also maintains a comprehensive database of all light-, medium- and heavy-duty electric vehicles currently commercially available. Our team can easily search and filter this database on multiple criteria such as battery capacity/range, charging time, price, passenger capacity, four-wheel drive capability, and other functional characteristics to support informed decisions. Using these tools and outputs like those pictured below, WSP quickly matches service needs to available vehicles for a given government agency fleet and vehicle type, as well as estimate charging infrastructure requirements to support an electrified fleet. | Project Manager II | 200.29 | 198.29 | 1% | US
47QMCA22A000Z | WSP USA SOLUTIONS INC. | Other - Route Energy Modeling | Matching vehicle capabilities to the daily service needs of the specific impacted agency is critical to the success of any government fleet electrification effort. WSP has developed in-house tools to estimate daily vehicle energy needs based on vehicle type, climate, topography, and route/service profiles. WSP also maintains a comprehensive database of all light-, medium- and heavy-duty electric vehicles currently commercially available. Our team can easily search and filter this database on multiple criteria such as battery capacity/range, charging time, price, passenger capacity, four-wheel drive capability, and other functional characteristics to support informed decisions. Using these tools and outputs like those pictured below, WSP quickly matches service needs to available vehicles for a given government agency fleet and vehicle type, as well as estimate charging infrastructure requirements to support an electrified fleet. | Planner II | 107.36 | 106.29 | 1% | US
47QMCA22A000Z | WSP USA SOLUTIONS INC. | Other - Route Energy Modeling | Matching vehicle capabilities to the daily service needs of the specific impacted agency is critical to the success of any government fleet electrification effort. WSP has developed in-house tools to estimate daily vehicle energy needs based on vehicle type, climate, topography, and route/service profiles. WSP also maintains a comprehensive database of all light-, medium- and heavy-duty electric vehicles currently commercially available. Our team can easily search and filter this database on multiple criteria such as battery capacity/range, charging time, price, passenger capacity, four-wheel drive capability, and other functional characteristics to support informed decisions. Using these tools and outputs like those pictured below, WSP quickly matches service needs to available vehicles for a given government agency fleet and vehicle type, as well as estimate charging infrastructure requirements to support an electrified fleet. | Planner III | 167.86 | 166.18 | 1% | US
47QMCA22A000Z | WSP USA SOLUTIONS INC. | Other - Procurement & Operating Support | Specific services WSP can provide to support government agencies include development of vehicle and infrastructure technical specifications and other action-ready procurement documents; technical and administrative management of procurement activities; vehicle manufacturing QA/QC inspections; Buy America audits and other procurement compliance reviews; development of independent cost estimates; development of workforce training programs; development of maintenance procedures and plans; and vehicle and charging activity data tracking, analysis, and reporting. Summary of support: Vehicle and Infrastructure Specifications; Buy America Audits; Vehicle QA/QC Inspections; Workforce Training Plans; Maintenance Programs; Operating Cost Estimates; Pilot Program Management; Data Tracking and Analysis. | Engineer I | 118.19 | 117.01 | 1% | US
47QMCA22A000Z | WSP USA SOLUTIONS INC. | Other - Procurement & Operating Support | Specific services WSP can provide to support government agencies include development of vehicle and infrastructure technical specifications and other action-ready procurement documents; technical and administrative management of procurement activities; vehicle manufacturing QA/QC inspections; Buy America audits and other procurement compliance reviews; development of independent cost estimates; development of workforce training programs; development of maintenance procedures and plans; and vehicle and charging activity data tracking, analysis, and reporting. Summary of support: Vehicle and Infrastructure Specifications; Buy America Audits; Vehicle QA/QC Inspections; Workforce Training Plans; Maintenance Programs; Operating Cost Estimates; Pilot Program Management; Data Tracking and Analysis. | Engineer II | 143.74 | 142.3 | 1% | US
47QMCA22A000Z | WSP USA SOLUTIONS INC. | Other - Procurement & Operating Support | Specific services WSP can provide to support government agencies include development of vehicle and infrastructure technical specifications and other action-ready procurement documents; technical and administrative management of procurement activities; vehicle manufacturing QA/QC inspections; Buy America audits and other procurement compliance reviews; development of independent cost estimates; development of workforce training programs; development of maintenance procedures and plans; and vehicle and charging activity data tracking, analysis, and reporting. Summary of support: Vehicle and Infrastructure Specifications; Buy America Audits; Vehicle QA/QC Inspections; Workforce Training Plans; Maintenance Programs; Operating Cost Estimates; Pilot Program Management; Data Tracking and Analysis. | Engineer III | 177.27 | 175.5 | 1% | US
47QMCA22A000Z | WSP USA SOLUTIONS INC. | Other - Procurement & Operating Support | Specific services WSP can provide to support government agencies include development of vehicle and infrastructure technical specifications and other action-ready procurement documents; technical and administrative management of procurement activities; vehicle manufacturing QA/QC inspections; Buy America audits and other procurement compliance reviews; development of independent cost estimates; development of workforce training programs; development of maintenance procedures and plans; and vehicle and charging activity data tracking, analysis, and reporting. Summary of support: Vehicle and Infrastructure Specifications; Buy America Audits; Vehicle QA/QC Inspections; Workforce Training Plans; Maintenance Programs; Operating Cost Estimates; Pilot Program Management; Data Tracking and Analysis. | Engineer IV | 207.58 | 205.5 | 1% | US
47QMCA22A000Z | WSP USA SOLUTIONS INC. | Other - Procurement & Operating Support | Specific services WSP can provide to support government agencies include development of vehicle and infrastructure technical specifications and other action-ready procurement documents; technical and administrative management of procurement activities; vehicle manufacturing QA/QC inspections; Buy America audits and other procurement compliance reviews; development of independent cost estimates; development of workforce training programs; development of maintenance procedures and plans; and vehicle and charging activity data tracking, analysis, and reporting. Summary of support: Vehicle and Infrastructure Specifications; Buy America Audits; Vehicle QA/QC Inspections; Workforce Training Plans; Maintenance Programs; Operating Cost Estimates; Pilot Program Management; Data Tracking and Analysis. | Project Manager II | 200.29 | 198.29 | 1% | US
47QMCA22A000Z | WSP USA SOLUTIONS INC. | Other - Procurement & Operating Support | Specific services WSP can provide to support government agencies include development of vehicle and infrastructure technical specifications and other action-ready procurement documents; technical and administrative management of procurement activities; vehicle manufacturing QA/QC inspections; Buy America audits and other procurement compliance reviews; development of independent cost estimates; development of workforce training programs; development of maintenance procedures and plans; and vehicle and charging activity data tracking, analysis, and reporting. Summary of support: Vehicle and Infrastructure Specifications; Buy America Audits; Vehicle QA/QC Inspections; Workforce Training Plans; Maintenance Programs; Operating Cost Estimates; Pilot Program Management; Data Tracking and Analysis. | Planner II | 107.36 | 106.29 | 1% | US
47QMCA22A000Z | WSP USA SOLUTIONS INC. | Other - Procurement & Operating Support | Specific services WSP can provide to support government agencies include development of vehicle and infrastructure technical specifications and other action-ready procurement documents; technical and administrative management of procurement activities; vehicle manufacturing QA/QC inspections; Buy America audits and other procurement compliance reviews; development of independent cost estimates; development of workforce training programs; development of maintenance procedures and plans; and vehicle and charging activity data tracking, analysis, and reporting. Summary of support: Vehicle and Infrastructure Specifications; Buy America Audits; Vehicle QA/QC Inspections; Workforce Training Plans; Maintenance Programs; Operating Cost Estimates; Pilot Program Management; Data Tracking and Analysis. | Planner III | 167.86 | 166.18 | 1% | US
47QMCA22A000Z | WSP USA SOLUTIONS INC. | Other - Facilities Master Planning | Developing an agency-level master plan at this early phase of EV implementation will empower GSA government agency clients with a scalable, methodical approach to making their individual transition implementable and effective. WSP offers many successful examples of facilities master planned in ways that avoided negative impacts to on-going operations and let clients adapt to ongoing improvements in vehicle, equipment, infrastructure, and charging technology during the plan period without the need for re-planning. WSP has incorporated lessons learned from 880+ fleet facility master planning projects into this focused EV master planning system, offering distinct value to government agencies under this BPA. With over 100 EV-specific facility master plans already delivered, our teams excel at assessing the people, vehicles, and workflow at a given site and developing effective EV transition plans that minimize operational impacts. Because WSP is focused on the operational efficiency of a specific government site and not a set of canned charging solutions, our professionals are equipment agnostic and focused only the best long-term interests of our government client. | Architect I | 120.71 | 119.5 | 1% | US
47QMCA22A000Z | WSP USA SOLUTIONS INC. | Other - Facilities Master Planning | Developing an agency-level master plan at this early phase of EV implementation will empower GSA government agency clients with a scalable, methodical approach to making their individual transition implementable and effective. WSP offers many successful examples of facilities master planned in ways that avoided negative impacts to on-going operations and let clients adapt to ongoing improvements in vehicle, equipment, infrastructure, and charging technology during the plan period without the need for re-planning. WSP has incorporated lessons learned from 880+ fleet facility master planning projects into this focused EV master planning system, offering distinct value to government agencies under this BPA. With over 100 EV-specific facility master plans already delivered, our teams excel at assessing the people, vehicles, and workflow at a given site and developing effective EV transition plans that minimize operational impacts. Because WSP is focused on the operational efficiency of a specific government site and not a set of canned charging solutions, our professionals are equipment agnostic and focused only the best long-term interests of our government client. | Architect II | 211.7 | 209.58 | 1% | US
47QMCA22A000Z | WSP USA SOLUTIONS INC. | Other - Facilities Master Planning | Developing an agency-level master plan at this early phase of EV implementation will empower GSA government agency clients with a scalable, methodical approach to making their individual transition implementable and effective. WSP offers many successful examples of facilities master planned in ways that avoided negative impacts to on-going operations and let clients adapt to ongoing improvements in vehicle, equipment, infrastructure, and charging technology during the plan period without the need for re-planning. WSP has incorporated lessons learned from 880+ fleet facility master planning projects into this focused EV master planning system, offering distinct value to government agencies under this BPA. With over 100 EV-specific facility master plans already delivered, our teams excel at assessing the people, vehicles, and workflow at a given site and developing effective EV transition plans that minimize operational impacts. Because WSP is focused on the operational efficiency of a specific government site and not a set of canned charging solutions, our professionals are equipment agnostic and focused only the best long-term interests of our government client. | Engineer III | 177.27 | 175.5 | 1% | US
47QMCA22A000Z | WSP USA SOLUTIONS INC. | Other - Facilities Master Planning | Developing an agency-level master plan at this early phase of EV implementation will empower GSA government agency clients with a scalable, methodical approach to making their individual transition implementable and effective. WSP offers many successful examples of facilities master planned in ways that avoided negative impacts to on-going operations and let clients adapt to ongoing improvements in vehicle, equipment, infrastructure, and charging technology during the plan period without the need for re-planning. WSP has incorporated lessons learned from 880+ fleet facility master planning projects into this focused EV master planning system, offering distinct value to government agencies under this BPA. With over 100 EV-specific facility master plans already delivered, our teams excel at assessing the people, vehicles, and workflow at a given site and developing effective EV transition plans that minimize operational impacts. Because WSP is focused on the operational efficiency of a specific government site and not a set of canned charging solutions, our professionals are equipment agnostic and focused only the best long-term interests of our government client. | Engineer IV | 207.58 | 205.5 | 1% | US
47QMCA22A000Z | WSP USA SOLUTIONS INC. | Other - Facilities Master Planning | Developing an agency-level master plan at this early phase of EV implementation will empower GSA government agency clients with a scalable, methodical approach to making their individual transition implementable and effective. WSP offers many successful examples of facilities master planned in ways that avoided negative impacts to on-going operations and let clients adapt to ongoing improvements in vehicle, equipment, infrastructure, and charging technology during the plan period without the need for re-planning. WSP has incorporated lessons learned from 880+ fleet facility master planning projects into this focused EV master planning system, offering distinct value to government agencies under this BPA. With over 100 EV-specific facility master plans already delivered, our teams excel at assessing the people, vehicles, and workflow at a given site and developing effective EV transition plans that minimize operational impacts. Because WSP is focused on the operational efficiency of a specific government site and not a set of canned charging solutions, our professionals are equipment agnostic and focused only the best long-term interests of our government client. | Project Manager II | 200.29 | 198.29 | 1% | US
47QMCA22A000Z | WSP USA SOLUTIONS INC. | Other - Facility Design | WSP brings its extensive experience and success in traditional fleet facility design projects to EV fleet focused projects. WSP has been involved in preparing EV focused designs for new and existing sites for over 100 different facilities across North America and beyond. WSP is focused on developing design solutions that are scalable and expandable as the fleet transitions over time, regardless of whether there is an existing master plan or who created the existing master plan. Each site is individually evaluated and matched with the anticipated EV fleet and available charging technologies to determine the most appropriate implementation strategy. If an existing master plan is to be implemented in whole or in part, WSP will review it with the client agency to determine the current appropriateness of the masterplan approach and recommend any improvements that can help the current project and future implementations based on new technologies or lessons learned. And with the rapid evolution in EV technologies, WSP is focused on making each EV project future-ready by planning for future implementation phases, equipment replacement and anticipated future charging technologies. WSP also maintains nondisclosure agreements with all the major charging equipment manufacturers and leverages that industry knowledge to develop vendor-agnostic design solutions, allowing for competitive bids of the charging equipment which are typically required in federally funded projects. WSP has assisted agencies with procuring charging equipment through the infrastructure contractor or procuring the charging equipment directly from the manufacturer and providing it to the contractor for installation. Both procurement options have advantages and disadvantages and WSP has the knowledge and experience to guide government agencies in selecting the right procurement method for a site-specific scope. Ultimately detailed plans and specifications for charging equipment and required infrastructure improvements will be prepared to evaluate the circumstances and issued to the government agency in preparation for the procurement process. WSP can support any government agency through the procurement process, answering bidder questions, issuing addendums, and reviewing submissions. WSP is also able to provide support services during construction, reviewing contractor submittals, answering contractor requests for clarification, and providing periodic site observations of the installation process. | Architect I | 120.71 | 119.5 | 1% | US
47QMCA22A000Z | WSP USA SOLUTIONS INC. | Other - Facility Design | WSP brings its extensive experience and success in traditional fleet facility design projects to EV fleet focused projects. WSP has been involved in preparing EV focused designs for new and existing sites for over 100 different facilities across North America and beyond. WSP is focused on developing design solutions that are scalable and expandable as the fleet transitions over time, regardless of whether there is an existing master plan or who created the existing master plan. Each site is individually evaluated and matched with the anticipated EV fleet and available charging technologies to determine the most appropriate implementation strategy. If an existing master plan is to be implemented in whole or in part, WSP will review it with the client agency to determine the current appropriateness of the masterplan approach and recommend any improvements that can help the current project and future implementations based on new technologies or lessons learned. And with the rapid evolution in EV technologies, WSP is focused on making each EV project future-ready by planning for future implementation phases, equipment replacement and anticipated future charging technologies. WSP also maintains nondisclosure agreements with all the major charging equipment manufacturers and leverages that industry knowledge to develop vendor-agnostic design solutions, allowing for competitive bids of the charging equipment which are typically required in federally funded projects. WSP has assisted agencies with procuring charging equipment through the infrastructure contractor or procuring the charging equipment directly from the manufacturer and providing it to the contractor for installation. Both procurement options have advantages and disadvantages and WSP has the knowledge and experience to guide government agencies in selecting the right procurement method for a site-specific scope. Ultimately detailed plans and specifications for charging equipment and required infrastructure improvements will be prepared to evaluate the circumstances and issued to the government agency in preparation for the procurement process. WSP can support any government agency through the procurement process, answering bidder questions, issuing addendums, and reviewing submissions. WSP is also able to provide support services during construction, reviewing contractor submittals, answering contractor requests for clarification, and providing periodic site observations of the installation process. | Architect II | 211.7 | 209.58 | 1% | US
47QMCA22A000Z | WSP USA SOLUTIONS INC. | Other - Facility Design | WSP brings its extensive experience and success in traditional fleet facility design projects to EV fleet focused projects. WSP has been involved in preparing EV focused designs for new and existing sites for over 100 different facilities across North America and beyond. WSP is focused on developing design solutions that are scalable and expandable as the fleet transitions over time, regardless of whether there is an existing master plan or who created the existing master plan. Each site is individually evaluated and matched with the anticipated EV fleet and available charging technologies to determine the most appropriate implementation strategy. If an existing master plan is to be implemented in whole or in part, WSP will review it with the client agency to determine the current appropriateness of the masterplan approach and recommend any improvements that can help the current project and future implementations based on new technologies or lessons learned. And with the rapid evolution in EV technologies, WSP is focused on making each EV project future-ready by planning for future implementation phases, equipment replacement and anticipated future charging technologies. WSP also maintains nondisclosure agreements with all the major charging equipment manufacturers and leverages that industry knowledge to develop vendor-agnostic design solutions, allowing for competitive bids of the charging equipment which are typically required in federally funded projects. WSP has assisted agencies with procuring charging equipment through the infrastructure contractor or procuring the charging equipment directly from the manufacturer and providing it to the contractor for installation. Both procurement options have advantages and disadvantages and WSP has the knowledge and experience to guide government agencies in selecting the right procurement method for a site-specific scope. Ultimately detailed plans and specifications for charging equipment and required infrastructure improvements will be prepared to evaluate the circumstances and issued to the government agency in preparation for the procurement process. WSP can support any government agency through the procurement process, answering bidder questions, issuing addendums, and reviewing submissions. WSP is also able to provide support services during construction, reviewing contractor submittals, answering contractor requests for clarification, and providing periodic site observations of the installation process. | Engineer III | 177.27 | 175.5 | 1% | US
47QMCA22A000Z | WSP USA SOLUTIONS INC. | Other - Facility Design | WSP brings its extensive experience and success in traditional fleet facility design projects to EV fleet focused projects. WSP has been involved in preparing EV focused designs for new and existing sites for over 100 different facilities across North America and beyond. WSP is focused on developing design solutions that are scalable and expandable as the fleet transitions over time, regardless of whether there is an existing master plan or who created the existing master plan. Each site is individually evaluated and matched with the anticipated EV fleet and available charging technologies to determine the most appropriate implementation strategy. If an existing master plan is to be implemented in whole or in part, WSP will review it with the client agency to determine the current appropriateness of the masterplan approach and recommend any improvements that can help the current project and future implementations based on new technologies or lessons learned. And with the rapid evolution in EV technologies, WSP is focused on making each EV project future-ready by planning for future implementation phases, equipment replacement and anticipated future charging technologies. WSP also maintains nondisclosure agreements with all the major charging equipment manufacturers and leverages that industry knowledge to develop vendor-agnostic design solutions, allowing for competitive bids of the charging equipment which are typically required in federally funded projects. WSP has assisted agencies with procuring charging equipment through the infrastructure contractor or procuring the charging equipment directly from the manufacturer and providing it to the contractor for installation. Both procurement options have advantages and disadvantages and WSP has the knowledge and experience to guide government agencies in selecting the right procurement method for a site-specific scope. Ultimately detailed plans and specifications for charging equipment and required infrastructure improvements will be prepared to evaluate the circumstances and issued to the government agency in preparation for the procurement process. WSP can support any government agency through the procurement process, answering bidder questions, issuing addendums, and reviewing submissions. WSP is also able to provide support services during construction, reviewing contractor submittals, answering contractor requests for clarification, and providing periodic site observations of the installation process. | Engineer IV | 207.58 | 205.5 | 1% | US
47QMCA22A000Z | WSP USA SOLUTIONS INC. | Other - Facility Design | WSP brings its extensive experience and success in traditional fleet facility design projects to EV fleet focused projects. WSP has been involved in preparing EV focused designs for new and existing sites for over 100 different facilities across North America and beyond. WSP is focused on developing design solutions that are scalable and expandable as the fleet transitions over time, regardless of whether there is an existing master plan or who created the existing master plan. Each site is individually evaluated and matched with the anticipated EV fleet and available charging technologies to determine the most appropriate implementation strategy. If an existing master plan is to be implemented in whole or in part, WSP will review it with the client agency to determine the current appropriateness of the masterplan approach and recommend any improvements that can help the current project and future implementations based on new technologies or lessons learned. And with the rapid evolution in EV technologies, WSP is focused on making each EV project future-ready by planning for future implementation phases, equipment replacement and anticipated future charging technologies. WSP also maintains nondisclosure agreements with all the major charging equipment manufacturers and leverages that industry knowledge to develop vendor-agnostic design solutions, allowing for competitive bids of the charging equipment which are typically required in federally funded projects. WSP has assisted agencies with procuring charging equipment through the infrastructure contractor or procuring the charging equipment directly from the manufacturer and providing it to the contractor for installation. Both procurement options have advantages and disadvantages and WSP has the knowledge and experience to guide government agencies in selecting the right procurement method for a site-specific scope. Ultimately detailed plans and specifications for charging equipment and required infrastructure improvements will be prepared to evaluate the circumstances and issued to the government agency in preparation for the procurement process. WSP can support any government agency through the procurement process, answering bidder questions, issuing addendums, and reviewing submissions. WSP is also able to provide support services during construction, reviewing contractor submittals, answering contractor requests for clarification, and providing periodic site observations of the installation process. | Project Manager II | 200.29 | 198.29 | 1% | US
47QMCA22A000Z | WSP USA SOLUTIONS INC. | Other - Public Private Partnerships | PPP Planning Support - advise the public sector and their private partners on strategies to achieve their respective objectives throughout the life of a PPP project. In the early planning stages of a project, we advise on feasibility, delivery options, risk analysis, and value for money, utilizing core engineering and commercial knowledge gained from successful delivery and operation of a broad range of PPP projects. PPP Procurement Advisory - advise on practical aspects of the legal or regulatory issues, as well as pre-developing a PPP project to improve feasibility, and modifying the planning approach to accommodate a PPP procurement. During the procurement process, WSP offers expertise as both a technical and commercial advisor for the public sector and advisor to the private sector. In the latter, we have assisted in bid development, served as lenders’ technical advisor, and as independent engineer. As markets have matured, the secondary sale of equity in PPP projects has become more commonplace, with developers seeking to recycle scarce equity capital, and financial investors seeking stable index-linked assets. With WSP’s broad knowledge of the primary PPP market and the operation and management of infrastructure assets, WSP can provide informed consulting services to buyers or sellers seeking to maximize value with acceptable risk. PPP Asset Management - management or support of operational special purpose vehicles (SPVs) in several jurisdictions. Our hands-on experience in PPP projects has allowed for development of a database of projects from which we are able to conduct market benchmarking, and we have developed facilities management strategies and whole life cost models using our extensive knowledge of the concession and lenders agreements that govern PPPs. | Planner II | 107.36 | 106.29 | 1% | US
47QMCA22A000Z | WSP USA SOLUTIONS INC. | Other - Public Private Partnerships | PPP Planning Support - advise the public sector and their private partners on strategies to achieve their respective objectives throughout the life of a PPP project. In the early planning stages of a project, we advise on feasibility, delivery options, risk analysis, and value for money, utilizing core engineering and commercial knowledge gained from successful delivery and operation of a broad range of PPP projects. PPP Procurement Advisory - advise on practical aspects of the legal or regulatory issues, as well as pre-developing a PPP project to improve feasibility, and modifying the planning approach to accommodate a PPP procurement. During the procurement process, WSP offers expertise as both a technical and commercial advisor for the public sector and advisor to the private sector. In the latter, we have assisted in bid development, served as lenders’ technical advisor, and as independent engineer. As markets have matured, the secondary sale of equity in PPP projects has become more commonplace, with developers seeking to recycle scarce equity capital, and financial investors seeking stable index-linked assets. With WSP’s broad knowledge of the primary PPP market and the operation and management of infrastructure assets, WSP can provide informed consulting services to buyers or sellers seeking to maximize value with acceptable risk. PPP Asset Management - management or support of operational special purpose vehicles (SPVs) in several jurisdictions. Our hands-on experience in PPP projects has allowed for development of a database of projects from which we are able to conduct market benchmarking, and we have developed facilities management strategies and whole life cost models using our extensive knowledge of the concession and lenders agreements that govern PPPs. | Planner III | 167.86 | 166.18 | 1% | US
47QMCA22A000Z | WSP USA SOLUTIONS INC. | Other - Public Private Partnerships | PPP Planning Support - advise the public sector and their private partners on strategies to achieve their respective objectives throughout the life of a PPP project. In the early planning stages of a project, we advise on feasibility, delivery options, risk analysis, and value for money, utilizing core engineering and commercial knowledge gained from successful delivery and operation of a broad range of PPP projects. PPP Procurement Advisory - advise on practical aspects of the legal or regulatory issues, as well as pre-developing a PPP project to improve feasibility, and modifying the planning approach to accommodate a PPP procurement. During the procurement process, WSP offers expertise as both a technical and commercial advisor for the public sector and advisor to the private sector. In the latter, we have assisted in bid development, served as lenders’ technical advisor, and as independent engineer. As markets have matured, the secondary sale of equity in PPP projects has become more commonplace, with developers seeking to recycle scarce equity capital, and financial investors seeking stable index-linked assets. With WSP’s broad knowledge of the primary PPP market and the operation and management of infrastructure assets, WSP can provide informed consulting services to buyers or sellers seeking to maximize value with acceptable risk. PPP Asset Management - management or support of operational special purpose vehicles (SPVs) in several jurisdictions. Our hands-on experience in PPP projects has allowed for development of a database of projects from which we are able to conduct market benchmarking, and we have developed facilities management strategies and whole life cost models using our extensive knowledge of the concession and lenders agreements that govern PPPs. | Project Manager II | 200.29 | 198.29 | 1% | US
47QMCA22A000Z | WSP USA SOLUTIONS INC. | Other - Funding & Financing | Even when government funding is firmly in place, agencies served under this BPA may require a funding and financing strategy that considers future capital and maintenance costs, which in the case of a developing technology can include significant risks. WSP maintains a database on all currently available ZEVs and data records from early adopters and pilot programs, supplemented with signed non-disclosure agreements with all primary Original Equipment Manufacturers (OEMs) offering vehicles and charging infrastructure. We also regularly track new developments in the field, specifically those that impact range, performance and charging durations of ZEVs. Combining operational data from the GSA with our experience with actual operations of existing ZEVs, WSP can develop detailed phased annual capital and operational cost projections using our analytical tools. These evaluation tools adhere to strict financial modeling guidelines that ensure quality outputs and flexible and transparent modeling, allowing for efficient and accurate sensitivity testing based on user inputs and market conditions. They also consider environmental costs including detailed analysis on coal and natural gas supply and power generation emissions with monetization of the incremental cost of overall lifecycle greenhouse gas emissions. Annualized cost results from our evaluation tools are integrated into a cash-flow analysis tool that provides a high-level overview on timing of capital cost expenditures, incremental operations and maintenance costs, and timing for major overhauls or battery replacements. Expenditures are matched against a comprehensive list of funding sources, developed in coordination with GSA, to account for both historical funding sources and potential opportunities for supplemental funding sources, including federal discretionary grants and innovative funding and financing agreements through private sector participation. | Planner II | 107.36 | 106.29 | 1% | US
47QMCA22A000Z | WSP USA SOLUTIONS INC. | Other - Funding & Financing | Even when government funding is firmly in place, agencies served under this BPA may require a funding and financing strategy that considers future capital and maintenance costs, which in the case of a developing technology can include significant risks. WSP maintains a database on all currently available ZEVs and data records from early adopters and pilot programs, supplemented with signed non-disclosure agreements with all primary Original Equipment Manufacturers (OEMs) offering vehicles and charging infrastructure. We also regularly track new developments in the field, specifically those that impact range, performance and charging durations of ZEVs. Combining operational data from the GSA with our experience with actual operations of existing ZEVs, WSP can develop detailed phased annual capital and operational cost projections using our analytical tools. These evaluation tools adhere to strict financial modeling guidelines that ensure quality outputs and flexible and transparent modeling, allowing for efficient and accurate sensitivity testing based on user inputs and market conditions. They also consider environmental costs including detailed analysis on coal and natural gas supply and power generation emissions with monetization of the incremental cost of overall lifecycle greenhouse gas emissions. Annualized cost results from our evaluation tools are integrated into a cash-flow analysis tool that provides a high-level overview on timing of capital cost expenditures, incremental operations and maintenance costs, and timing for major overhauls or battery replacements. Expenditures are matched against a comprehensive list of funding sources, developed in coordination with GSA, to account for both historical funding sources and potential opportunities for supplemental funding sources, including federal discretionary grants and innovative funding and financing agreements through private sector participation. | Planner III | 167.86 | 166.18 | 1% | US
47QMCA22A000Z | WSP USA SOLUTIONS INC. | Other - Funding & Financing | Even when government funding is firmly in place, agencies served under this BPA may require a funding and financing strategy that considers future capital and maintenance costs, which in the case of a developing technology can include significant risks. WSP maintains a database on all currently available ZEVs and data records from early adopters and pilot programs, supplemented with signed non-disclosure agreements with all primary Original Equipment Manufacturers (OEMs) offering vehicles and charging infrastructure. We also regularly track new developments in the field, specifically those that impact range, performance and charging durations of ZEVs. Combining operational data from the GSA with our experience with actual operations of existing ZEVs, WSP can develop detailed phased annual capital and operational cost projections using our analytical tools. These evaluation tools adhere to strict financial modeling guidelines that ensure quality outputs and flexible and transparent modeling, allowing for efficient and accurate sensitivity testing based on user inputs and market conditions. They also consider environmental costs including detailed analysis on coal and natural gas supply and power generation emissions with monetization of the incremental cost of overall lifecycle greenhouse gas emissions. Annualized cost results from our evaluation tools are integrated into a cash-flow analysis tool that provides a high-level overview on timing of capital cost expenditures, incremental operations and maintenance costs, and timing for major overhauls or battery replacements. Expenditures are matched against a comprehensive list of funding sources, developed in coordination with GSA, to account for both historical funding sources and potential opportunities for supplemental funding sources, including federal discretionary grants and innovative funding and financing agreements through private sector participation. | Project Manager II | 200.29 | 198.29 | 1% | US
47QMCA22A000Z | WSP USA SOLUTIONS INC. | Other - Project & Program Management | When government agencies move from the planning and analysis stage to the design and construction of significant projects, WSP is positioned to provide consulting services that protect the government agency’s interests in every element of program delivery. As a global design, engineering and construction management company generating well over $1 billion each year in services revenue across the U.S., WSP offers expertise in every element of the project lifecycle to support informed oversight and awareness of contractor progress for GSA agency clients. We operate continuously within an environment of rigorous cost, schedule and quality management where our own stability and profitability is on the line, and because of this we have the tools and trained professionals in place to accurately assess the performance of others and to keep our clients constantly aware of any challenges they may face. With WSP engaged for consulting services during this all important project delivery stage, GSA’s client agencies will be positioned to finish their transition efforts as effectively as they were begun. | Planner II | 107.36 | 106.29 | 1% | US
47QMCA22A000Z | WSP USA SOLUTIONS INC. | Other - Project & Program Management | When government agencies move from the planning and analysis stage to the design and construction of significant projects, WSP is positioned to provide consulting services that protect the government agency’s interests in every element of program delivery. As a global design, engineering and construction management company generating well over $1 billion each year in services revenue across the U.S., WSP offers expertise in every element of the project lifecycle to support informed oversight and awareness of contractor progress for GSA agency clients. We operate continuously within an environment of rigorous cost, schedule and quality management where our own stability and profitability is on the line, and because of this we have the tools and trained professionals in place to accurately assess the performance of others and to keep our clients constantly aware of any challenges they may face. With WSP engaged for consulting services during this all important project delivery stage, GSA’s client agencies will be positioned to finish their transition efforts as effectively as they were begun. | Planner III | 167.86 | 166.18 | 1% | US
47QMCA22A000Z | WSP USA SOLUTIONS INC. | Other - Project & Program Management | When government agencies move from the planning and analysis stage to the design and construction of significant projects, WSP is positioned to provide consulting services that protect the government agency’s interests in every element of program delivery. As a global design, engineering and construction management company generating well over $1 billion each year in services revenue across the U.S., WSP offers expertise in every element of the project lifecycle to support informed oversight and awareness of contractor progress for GSA agency clients. We operate continuously within an environment of rigorous cost, schedule and quality management where our own stability and profitability is on the line, and because of this we have the tools and trained professionals in place to accurately assess the performance of others and to keep our clients constantly aware of any challenges they may face. With WSP engaged for consulting services during this all important project delivery stage, GSA’s client agencies will be positioned to finish their transition efforts as effectively as they were begun. | Project Manager II | 200.29 | 198.29 | 1% | US
47QMCA22A000Z | WSP USA SOLUTIONS INC. | Other - Project & Program Management | When government agencies move from the planning and analysis stage to the design and construction of significant projects, WSP is positioned to provide consulting services that protect the government agency’s interests in every element of program delivery. As a global design, engineering and construction management company generating well over $1 billion each year in services revenue across the U.S., WSP offers expertise in every element of the project lifecycle to support informed oversight and awareness of contractor progress for GSA agency clients. We operate continuously within an environment of rigorous cost, schedule and quality management where our own stability and profitability is on the line, and because of this we have the tools and trained professionals in place to accurately assess the performance of others and to keep our clients constantly aware of any challenges they may face. With WSP engaged for consulting services during this all important project delivery stage, GSA’s client agencies will be positioned to finish their transition efforts as effectively as they were begun. | Program Manager | 270.12 | 267.42 | 1% | US
47QMCA22A0012 | PACIFIC LIGHTING MANAGEMENT, INC | EVSE Site Assessment (to include onsite visit) | Comprehensive analysis, evaluation, and report for the installation of Electrical Vehicle Charging Stations. This work shall include the analysis and evaluation of the existing electric utility supply capacity, solar photovoltaic (PV) power system energy production (if applicable), and existing electrical power distribution system condition, capacity, loading, and available space, along with providing recommendations, phasing, preliminary scopes of work, budgetary estimates. | Senior Energy Engineer | 183.78 | 174.59 | 5%
47QMCA22A0012 | PACIFIC LIGHTING MANAGEMENT, INC | Permitting/inspection (as applicable) | Apply for Permits, attend and respond to inspection (as applicable) | Electrician | 119.17 | 113.21 | 5%
47QMCA22A0012 | PACIFIC LIGHTING MANAGEMENT, INC | Utility Coordination | Utility Coordination for services that originate from the utility | Junior Energy Engineer | 87.05 | 82.7 | 5%
47QMCA22A0012 | PACIFIC LIGHTING MANAGEMENT, INC | Development of electrical plans | Development of electrical plans | Senior Energy Engineer | 183.78 | 174.59 | 5%
47QMCA22A0012 | PACIFIC LIGHTING MANAGEMENT, INC | Electrical wiring and upgrade of electrical panel | Electrical wiring and upgrade of electrical panel | Electrician | 119.17 | 113.21 | 5%
47QMCA22A0012 | PACIFIC LIGHTING MANAGEMENT, INC | Site Preparation | Site Preparation, trenching, paving | Electrician | 119.17 | 113.21 | 5%
47QMCA22A0012 | PACIFIC LIGHTING MANAGEMENT, INC | Station Activation | Station Activation or commissioning | Electrician | 119.17 | 113.21 | 5%
47QMCA22A0012 | PACIFIC LIGHTING MANAGEMENT, INC | Affixing or Securing Station | Affixing or Securing Station | Electrician | 119.17 | 113.21 | 5%
47QMCA22A0012 | PACIFIC LIGHTING MANAGEMENT, INC | Solar Station Set-up | Installation of Solar -PV hardware and connection to the site AC panel | Electrician | 119.17 | 113.21 | 5%
47QMCA22A0012 | PACIFIC LIGHTING MANAGEMENT, INC | Solar Station Site Assessment | Solar-PV Site Assessment | Senior Energy Engineer | 183.78 | 174.59 | 5%
47QMCA22A0012 | PACIFIC LIGHTING MANAGEMENT, INC | Basic Installation (when no construction work is required) | Power stub presumed available. Set the unit in place and commission. | Electrician | 119.17 | 113.21 | 5%
47QMCA22A0012 | PACIFIC LIGHTING MANAGEMENT, INC | Remote Site Assessment | Remote Site Assessment | Senior Energy Engineer | 183.78 | 174.59 | 5%

## CLIN 0007 - Power Management &
BPA Number | Organization Name | MANUFACTURER NAME | Available for Order Through BPA Today | MFR PART NO | DEALER PART NO (if applicable) | PRODUCT NAME | PRODUCT DESCRIPTION | UOI | DISCOUNT PRICE OFFERED TO GSA (including IFF) | BPA Price Offered | BPA Discount to MAS | Additional Quantity/Volume Discounts
47QMCA22A0001 | ABM FACILITY SUPPORT SERVICES, LLC | ChargePoint | No - Product is undergoing FedRAMP review and will not be available for ordering through the BPAs until this process is complete and the platform this product operates on receives an ATO designation or it has been determined does not require one. Purchase this product today through GSA Advantage, but agencies will need to evaluate each product at the agency level to ensure it meets all agency-specific privacy, IT, and cyber supply chain requirements. | CT4000-PMGMT | N/A | CT4K Hardware | CT4000 Power Management Kit. Allows both ports on a dual port station to share a single 40A circuit (Power Share). Also allows a CT4000 to be set up to operate at a lower current (Power Select). | EA | 52.64 | 52.64 | 0%
47QMCA22A0003 | APOLLO SUNGUARD SYSTEMS, INC. | ChargePoint | No - Product is undergoing FedRAMP review and will not be available for ordering through the BPAs until this process is complete and the platform this product operates on receives an ATO designation or it has been determined does not require one. Purchase this product today through GSA Advantage, but agencies will need to evaluate each product at the agency level to ensure it meets all agency-specific privacy, IT, and cyber supply chain requirements. | CT4000-PMGMT | N/A | POWER MANAGEMENT | ChargePoint CT4000 Power Management Kit - Hardware required to allow a dual CT4000 to operate off a single 40 amp circuit. Allows both ports on a dual port station to share a single 40A circuit (Power Share). Also allows a CT4000 to be set up to operate at a lower current (Power Select). | EA | 47.86 | 46.08 | 3.72% | N/A
47QMCA22A000Y | VERDEK, LLC | BP Pulse | No - Product is undergoing FedRAMP review and will not be available for ordering through the BPAs until this process is complete and the platform this product operates on receives an ATO designation or it has been determined does not require one. Purchase this product today through GSA Advantage, but agencies will need to evaluate each product at the agency level to ensure it meets all agency-specific privacy, IT, and cyber supply chain requirements. | AMP-SC | AMP-SC | AMP-SC | AMPLY Site Controller | EA | 14035.26 | 13333.5 | 5% | N/A
47QMCA22A000Y | VERDEK, LLC | BP Pulse | No - Product is undergoing FedRAMP review and will not be available for ordering through the BPAs until this process is complete and the platform this product operates on receives an ATO designation or it has been determined does not require one. Purchase this product today through GSA Advantage, but agencies will need to evaluate each product at the agency level to ensure it meets all agency-specific privacy, IT, and cyber supply chain requirements. | OMEGA-HD-1 | OMEGA-HD-1 | OMEGA-HD-1 | OMEGA Annual License (Heavy Duty, per active charger port under mgmt) | EA | 2185.49 | 2076.22 | 5% | N/A
47QMCA22A000Y | VERDEK, LLC | BP Pulse | No - Product is undergoing FedRAMP review and will not be available for ordering through the BPAs until this process is complete and the platform this product operates on receives an ATO designation or it has been determined does not require one. Purchase this product today through GSA Advantage, but agencies will need to evaluate each product at the agency level to ensure it meets all agency-specific privacy, IT, and cyber supply chain requirements. | OMEGA-MD-1 | OMEGA-MD-1 | OMEGA-MD-1 | OMEGA Annual License (Medium Duty, per active charger port under mgmt) | EA | 1283.22 | 1219.06 | 5% | N/A
47QMCA22A000Y | VERDEK, LLC | BP Pulse | No - Product is undergoing FedRAMP review and will not be available for ordering through the BPAs until this process is complete and the platform this product operates on receives an ATO designation or it has been determined does not require one. Purchase this product today through GSA Advantage, but agencies will need to evaluate each product at the agency level to ensure it meets all agency-specific privacy, IT, and cyber supply chain requirements. | MEGA-LD-1 | MEGA-LD-1 | MEGA-LD-1 | OMEGA Annual License (Medium Duty, per active charger port under mgmt) | EA | 982.47 | 933.35 | 5% | N/A

## CLIN 0008 - Network Plans & Dat
BPA Number | Organization Name | MANUFACTURER NAME | Available for Order Through BPA Today | MFR PART NO | DEALER PART NO (if applicable) | PRODUCT NAME | PRODUCT DESCRIPTION | UOI | DISCOUNT PRICE OFFERED TO GSA (including IFF) | BPA Price Offered | BPA Discount to MAS | Additional Quantity/Volume Discounts
47QMCA22A0001 | ABM FACILITY SUPPORT SERVICES, LLC | Blink Charging | No - Product is undergoing FedRAMP review and will not be available for ordering through the BPAs until this process is complete and the platform this product operates on receives an ATO designation or it has been determined does not require one. Purchase this product today through GSA Advantage, but agencies will need to evaluate each product at the agency level to ensure it meets all agency-specific privacy, IT, and cyber supply chain requirements. | ADV-Kiosk-network 1 year | N/A | ADV-Kiosk-network 1 year | Network Connectivity fee/per year – Advanced & Kiosk Units | EA | 258.44 | 258.44 | 0%
47QMCA22A0001 | ABM FACILITY SUPPORT SERVICES, LLC | Blink Charging | No - Product is undergoing FedRAMP review and will not be available for ordering through the BPAs until this process is complete and the platform this product operates on receives an ATO designation or it has been determined does not require one. Purchase this product today through GSA Advantage, but agencies will need to evaluate each product at the agency level to ensure it meets all agency-specific privacy, IT, and cyber supply chain requirements. | Dual network 1 year | N/A | Dual network 1 year | Network Connectivity fee/per year - Dual (one smart and one advanced unit) | EA | 311.08 | 311.08 | 0%
47QMCA22A0001 | ABM FACILITY SUPPORT SERVICES, LLC | Blink Charging | No - Product is undergoing FedRAMP review and will not be available for ordering through the BPAs until this process is complete and the platform this product operates on receives an ATO designation or it has been determined does not require one. Purchase this product today through GSA Advantage, but agencies will need to evaluate each product at the agency level to ensure it meets all agency-specific privacy, IT, and cyber supply chain requirements. | Smart network 1 year | N/A | Smart network 1 year | Network Connectivity fee/per year – Smart Units | EA | 172.29 | 172.29 | 0%
47QMCA22A0001 | ABM FACILITY SUPPORT SERVICES, LLC | ChargePoint, Inc. | No - Product is undergoing FedRAMP review and will not be available for ordering through the BPAs until this process is complete and the platform this product operates on receives an ATO designation or it has been determined does not require one. Purchase this product today through GSA Advantage, but agencies will need to evaluate each product at the agency level to ensure it meets all agency-specific privacy, IT, and cyber supply chain requirements. | CPCLD-COMMERCIAL-1 | N/A | Cloud | Prepaid Commercial Cloud Plan subscription with station management features such as: Custom Video uploads and Automatic Software Updates, driver and fleet management features including: Access Control and Pricing & Automatic Payment Collection, as well as energy and power management features which include Power Sharing. Real-time dashboards and reports provided for applicable features. Station Activation purchase required. | EA | 330.23 | 330.23 | 0%
47QMCA22A0001 | ABM FACILITY SUPPORT SERVICES, LLC | ChargePoint, Inc. | No - Product is undergoing FedRAMP review and will not be available for ordering through the BPAs until this process is complete and the platform this product operates on receives an ATO designation or it has been determined does not require one. Purchase this product today through GSA Advantage, but agencies will need to evaluate each product at the agency level to ensure it meets all agency-specific privacy, IT, and cyber supply chain requirements. | CPCLD-COMMERCIAL-3 | N/A | Cloud | Prepaid Commercial Cloud Plan subscription with station management features such as: Custom Video uploads and Automatic Software Updates, driver and fleet management features including: Access Control and Pricing & Automatic Payment Collection, as well as energy and power management features which include Power Sharing. Real-time dashboards and reports provided for applicable features. Station Activation purchase required. | EA | 894.96 | 894.96 | 0%
47QMCA22A0001 | ABM FACILITY SUPPORT SERVICES, LLC | ChargePoint, Inc. | No - Product is undergoing FedRAMP review and will not be available for ordering through the BPAs until this process is complete and the platform this product operates on receives an ATO designation or it has been determined does not require one. Purchase this product today through GSA Advantage, but agencies will need to evaluate each product at the agency level to ensure it meets all agency-specific privacy, IT, and cyber supply chain requirements. | CPCLD-COMMERCIAL-5 | N/A | Cloud | Prepaid Commercial Cloud Plan subscription with station management features such as: Custom Video uploads and Automatic Software Updates, driver and fleet management features including: Access Control and Pricing & Automatic Payment Collection, as well as energy and power management features which include Power Sharing. Real-time dashboards and reports provided for applicable features. Station Activation purchase required. | EA | 1325.69 | 1325.69 | 0%
47QMCA22A0001 | ABM FACILITY SUPPORT SERVICES, LLC | ChargePoint, Inc. | No - Product is undergoing FedRAMP review and will not be available for ordering through the BPAs until this process is complete and the platform this product operates on receives an ATO designation or it has been determined does not require one. Purchase this product today through GSA Advantage, but agencies will need to evaluate each product at the agency level to ensure it meets all agency-specific privacy, IT, and cyber supply chain requirements. | CPCLD-COMMERCIAL-DC-1 | N/A | Cloud | 1yr Prepaid, DC, Commercial Cloud Plan. Includes Secure Network Connection, On-going Station Software updates, Station Inventory, 24x7 Driver Support, Host Support, Session Data and Analytics, Fleet Vehicle Management and Integration, Fleet Access Control, Valet Dashboard, Power Management (Circuit, Panel, Site Sharing), Scheduled Charging, Driver Access Control, Pricing and Automatic Funds Collection, Waitlist, Videos (on supported hardware). | EA | 832.75 | 832.75 | 0%
47QMCA22A0001 | ABM FACILITY SUPPORT SERVICES, LLC | ChargePoint, Inc. | No - Product is undergoing FedRAMP review and will not be available for ordering through the BPAs until this process is complete and the platform this product operates on receives an ATO designation or it has been determined does not require one. Purchase this product today through GSA Advantage, but agencies will need to evaluate each product at the agency level to ensure it meets all agency-specific privacy, IT, and cyber supply chain requirements. | CPCLD-COMMERCIAL-DC-3 | N/A | Cloud | 3yr Prepaid, DC, Commercial Cloud Plan. Includes Secure Network Connection, On-going Station Software updates, Station Inventory, 24x7 Driver Support, Host Support, Session Data and Analytics, Fleet Vehicle Management and Integration, Fleet Access Control, Valet Dashboard, Power Management (Circuit, Panel, Site Sharing), Scheduled Charging, Driver Access Control, Pricing and Automatic Funds Collection, Waitlist, Videos (on supported hardware). | EA | 2249.37 | 2249.37 | 0%
47QMCA22A0001 | ABM FACILITY SUPPORT SERVICES, LLC | ChargePoint, Inc. | No - Product is undergoing FedRAMP review and will not be available for ordering through the BPAs until this process is complete and the platform this product operates on receives an ATO designation or it has been determined does not require one. Purchase this product today through GSA Advantage, but agencies will need to evaluate each product at the agency level to ensure it meets all agency-specific privacy, IT, and cyber supply chain requirements. | CPCLD-COMMERCIAL-DC-5 | N/A | Cloud | 5yr Prepaid, DC, Commercial Cloud Plan. Includes Secure Network Connection, On-going Station Software updates, Station Inventory, 24x7 Driver Support, Host Support, Session Data and Analytics, Fleet Vehicle Management and Integration, Fleet Access Control, Valet Dashboard, Power Management (Circuit, Panel, Site Sharing), Scheduled Charging, Driver Access Control, Pricing and Automatic Funds Collection, Waitlist, Videos (on supported hardware). | EA | 3335.77 | 3335.77 | 0%
47QMCA22A0001 | ABM FACILITY SUPPORT SERVICES, LLC | ChargePoint, Inc. | No - Product is undergoing FedRAMP review and will not be available for ordering through the BPAs until this process is complete and the platform this product operates on receives an ATO designation or it has been determined does not require one. Purchase this product today through GSA Advantage, but agencies will need to evaluate each product at the agency level to ensure it meets all agency-specific privacy, IT, and cyber supply chain requirements. | CPCLD-ENTERPRISE-1 | N/A | Cloud | Prepaid Enterprise Cloud Plan subscription with advanced station management features such as: Station Activation, Custom Video uploads, and Automatic Software Updates, driver and fleet management features including: Access Control and Pricing & Automatic Payment Collection, as well as advanced energy and power management features which include: Time of Use Power Sharing and Energy Management APIs. Real-time dashboards and reports provided for applicable features including 15 min meter data readings and associated advanced energy reports. | EA | 458.49 | 458.49 | 0%
47QMCA22A0001 | ABM FACILITY SUPPORT SERVICES, LLC | ChargePoint, Inc. | No - Product is undergoing FedRAMP review and will not be available for ordering through the BPAs until this process is complete and the platform this product operates on receives an ATO designation or it has been determined does not require one. Purchase this product today through GSA Advantage, but agencies will need to evaluate each product at the agency level to ensure it meets all agency-specific privacy, IT, and cyber supply chain requirements. | CPCLD-ENTERPRISE-3 | N/A | Cloud | Prepaid Enterprise Cloud Plan subscription with advanced station management features such as: Station Activation, Custom Video uploads, and Automatic Software Updates, driver and fleet management features including: Access Control and Pricing & Automatic Payment Collection, as well as advanced energy and power management features which include: Time of Use Power Sharing and Energy Management APIs. Real-time dashboards and reports provided for applicable features including 15 min meter data readings and associated advanced energy reports. | EA | 1233.8 | 1233.8 | 0%
47QMCA22A0001 | ABM FACILITY SUPPORT SERVICES, LLC | ChargePoint, Inc. | No - Product is undergoing FedRAMP review and will not be available for ordering through the BPAs until this process is complete and the platform this product operates on receives an ATO designation or it has been determined does not require one. Purchase this product today through GSA Advantage, but agencies will need to evaluate each product at the agency level to ensure it meets all agency-specific privacy, IT, and cyber supply chain requirements. | CPCLD-ENTERPRISE-5 | N/A | CPCLD-ENTERPRISE-5 | Prepaid Enterprise Cloud Plan subscription with advanced station management features such as: Station Activation, Custom Video uploads, and Automatic Software Updates, driver and fleet management features including: Access Control and Pricing & Automatic Payment Collection, as well as advanced energy and power management features which include: Time of Use Power Sharing and Energy Management APIs. Real-time dashboards and reports provided for applicable features including 15 min meter data readings and associated advanced energy reports. | EA | 1836.83 | 1836.83 | 0%
47QMCA22A0001 | ABM FACILITY SUPPORT SERVICES, LLC | ChargePoint, Inc. | No - Product is undergoing FedRAMP review and will not be available for ordering through the BPAs until this process is complete and the platform this product operates on receives an ATO designation or it has been determined does not require one. Purchase this product today through GSA Advantage, but agencies will need to evaluate each product at the agency level to ensure it meets all agency-specific privacy, IT, and cyber supply chain requirements. | CPCLD-ENTERPRISE-DC-1 | N/A | CPCLD-ENTERPRISE-DC-1 | Prepaid Enterprise Cloud Plan subscription with advanced station management features such as: Station Activation, Custom Video uploads, and Automatic Software Updates, driver and fleet management features including: Access Control and Pricing & Automatic Payment Collection, as well as advanced energy and power management features which include: Time of Use Power Sharing and Energy Management APIs. Real-time dashboards and reports provided for applicable features including 15 min meter data readings and associated advanced energy reports. | EA | 1147.66 | 1147.66 | 0%
47QMCA22A0001 | ABM FACILITY SUPPORT SERVICES, LLC | ChargePoint, Inc. | No - Product is undergoing FedRAMP review and will not be available for ordering through the BPAs until this process is complete and the platform this product operates on receives an ATO designation or it has been determined does not require one. Purchase this product today through GSA Advantage, but agencies will need to evaluate each product at the agency level to ensure it meets all agency-specific privacy, IT, and cyber supply chain requirements. | CPCLD-ENTERPRISE-DC-3 | N/A | CPCLD-ENTERPRISE-DC-3 | Prepaid Enterprise Cloud Plan subscription with advanced station management features such as: Station Activation, Custom Video uploads, and Automatic Software Updates, driver and fleet management features including: Access Control and Pricing & Automatic Payment Collection, as well as advanced energy and power management features which include: Time of Use Power Sharing and Energy Management APIs. Real-time dashboards and reports provided for applicable features including 15 min meter data readings and associated advanced energy reports. | EA | 3100.3 | 3100.3 | 0%
47QMCA22A0001 | ABM FACILITY SUPPORT SERVICES, LLC | ChargePoint, Inc. | No - Product is undergoing FedRAMP review and will not be available for ordering through the BPAs until this process is complete and the platform this product operates on receives an ATO designation or it has been determined does not require one. Purchase this product today through GSA Advantage, but agencies will need to evaluate each product at the agency level to ensure it meets all agency-specific privacy, IT, and cyber supply chain requirements. | CPCLD-ENTERPRISE-DC-5 | N/A | CPCLD-ENTERPRISE-DC-5 | Prepaid Enterprise Cloud Plan subscription with advanced station management features such as: Station Activation, Custom Video uploads, and Automatic Software Updates, driver and fleet management features including: Access Control and Pricing & Automatic Payment Collection, as well as advanced energy and power management features which include: Time of Use Power Sharing and Energy Management APIs. Real-time dashboards and reports provided for applicable features including 15 min meter data readings and associated advanced energy reports. | EA | 4593.5 | 4593.5 | 0%
47QMCA22A0001 | ABM FACILITY SUPPORT SERVICES, LLC | ChargePoint, Inc. | No - Product is undergoing FedRAMP review and will not be available for ordering through the BPAs until this process is complete and the platform this product operates on receives an ATO designation or it has been determined does not require one. Purchase this product today through GSA Advantage, but agencies will need to evaluate each product at the agency level to ensure it meets all agency-specific privacy, IT, and cyber supply chain requirements. | CPCLD-ENTERPRISE-EXPP-1 | N/A | Cloud | 1 Prepaid Year Enterprise Cloud Plan, Prepaid Enterprise Cloud Plan subscription with advanced station management features such as: Station Activation, Custom Video uploads, and Automatic Software Updates, driver and fleet management features including: Access Control and Pricing & Automatic Payment Collection, as well as advanced energy and power management features which include: Time of Use Power Sharing and Energy Management APIs. Real-time dashboards and reports provided for applicable features including 15 min meter data readings and associated advanced energy reports. Network Services are based on per Power Link. | EA | 1434.81 | 1434.81 | 0%
47QMCA22A0001 | ABM FACILITY SUPPORT SERVICES, LLC | ChargePoint, Inc. | No - Product is undergoing FedRAMP review and will not be available for ordering through the BPAs until this process is complete and the platform this product operates on receives an ATO designation or it has been determined does not require one. Purchase this product today through GSA Advantage, but agencies will need to evaluate each product at the agency level to ensure it meets all agency-specific privacy, IT, and cyber supply chain requirements. | CPCLD-ENTERPRISE-EXPP-3 | N/A | Cloud | 3 Prepaid Year Enterprise Cloud Plan, Prepaid Enterprise Cloud Plan subscription with advanced station management features such as: Station Activation, Custom Video uploads, and Automatic Software Updates, driver and fleet management features including: Access Control and Pricing & Automatic Payment Collection, as well as advanced energy and power management features which include: Time of Use Power Sharing and Energy Management APIs. Real-time dashboards and reports provided for applicable features including 15 min meter data readings and associated advanced energy reports. Network Services are based on per Power Link. | EA | 3875.62 | 3875.62 | 0%
47QMCA22A0001 | ABM FACILITY SUPPORT SERVICES, LLC | ChargePoint, Inc. | No - Product is undergoing FedRAMP review and will not be available for ordering through the BPAs until this process is complete and the platform this product operates on receives an ATO designation or it has been determined does not require one. Purchase this product today through GSA Advantage, but agencies will need to evaluate each product at the agency level to ensure it meets all agency-specific privacy, IT, and cyber supply chain requirements. | CPCLD-ENTERPRISE-EXPP-5 | N/A | Cloud | 5 Prepaid Year Enterprise Cloud Plan, Prepaid Enterprise Cloud Plan subscription with advanced station management features such as: Station Activation, Custom Video uploads, and Automatic Software Updates, driver and fleet management features including: Access Control and Pricing & Automatic Payment Collection, as well as advanced energy and power management features which include: Time of Use Power Sharing and Energy Management APIs. Real-time dashboards and reports provided for applicable features including 15 min meter data readings and associated advanced energy reports. Network Services are based on per Power Link. | EA | 5742.12 | 5742.12 | 0%
47QMCA22A0001 | ABM FACILITY SUPPORT SERVICES, LLC | ChargePoint, Inc. | No - Product is undergoing FedRAMP review and will not be available for ordering through the BPAs until this process is complete and the platform this product operates on receives an ATO designation or it has been determined does not require one. Purchase this product today through GSA Advantage, but agencies will need to evaluate each product at the agency level to ensure it meets all agency-specific privacy, IT, and cyber supply chain requirements. | CPCLD-FLEETENT-EXPP-1 | N/A | EXPRESS - FLEET ONLY - CLOUD | 1 Prepaid Year Fleet Enterprise Cloud Plan ,Prepaid Enterprise Cloud Plan subscription with advanced station management features such as: Station Activation, Custom Video uploads, and Automatic Software Updates, driver and fleet management features including: Access Control and Pricing & Automatic Payment Collection, as well as advanced energy and power management features which include: Time of Use Power Sharing and Energy Management APIs. Real-time dashboards and reports provided for applicable features including 15 min meter data readings and associated advanced energy reports. Network services priced per port. | EA | 1243.38 | 1243.38 | 0%
47QMCA22A0001 | ABM FACILITY SUPPORT SERVICES, LLC | ChargePoint, Inc. | No - Product is undergoing FedRAMP review and will not be available for ordering through the BPAs until this process is complete and the platform this product operates on receives an ATO designation or it has been determined does not require one. Purchase this product today through GSA Advantage, but agencies will need to evaluate each product at the agency level to ensure it meets all agency-specific privacy, IT, and cyber supply chain requirements. | CPCLD-FLEETENT-EXPP-3 | N/A | EXPRESS - FLEET ONLY - CLOUD | 3 Prepaid Year Fleet Enterprise Cloud Plan, Prepaid Enterprise Cloud Plan subscription with advanced station management features such as: Station Activation, Custom Video uploads, and Automatic Software Updates, driver and fleet management features including: Access Control and Pricing & Automatic Payment Collection, as well as advanced energy and power management features which include: Time of Use Power Sharing and Energy Management APIs. Real-time dashboards and reports provided for applicable features including 15 min meter data readings and associated advanced energy reports. Network services priced per port. | EA | 3358.74 | 3358.74 | 0%
47QMCA22A0001 | ABM FACILITY SUPPORT SERVICES, LLC | ChargePoint, Inc. | No - Product is undergoing FedRAMP review and will not be available for ordering through the BPAs until this process is complete and the platform this product operates on receives an ATO designation or it has been determined does not require one. Purchase this product today through GSA Advantage, but agencies will need to evaluate each product at the agency level to ensure it meets all agency-specific privacy, IT, and cyber supply chain requirements. | CPCLD-FLEETENT-EXPP-5 | N/A | EXPRESS - FLEET ONLY - CLOUD | 5 Prepaid Year Fleet Enterprise Cloud Plan, Prepaid Enterprise Cloud Plan subscription with advanced station management features such as: Station Activation, Custom Video uploads, and Automatic Software Updates, driver and fleet management features including: Access Control and Pricing & Automatic Payment Collection, as well as advanced energy and power management features which include: Time of Use Power Sharing and Energy Management APIs. Real-time dashboards and reports provided for applicable features including 15 min meter data readings and associated advanced energy reports. Network services priced per port. | EA | 4976.37 | 4976.37 | 0%
47QMCA22A0001 | ABM FACILITY SUPPORT SERVICES, LLC | ChargePoint, Inc. | No - Product is undergoing FedRAMP review and will not be available for ordering through the BPAs until this process is complete and the platform this product operates on receives an ATO designation or it has been determined does not require one. Purchase this product today through GSA Advantage, but agencies will need to evaluate each product at the agency level to ensure it meets all agency-specific privacy, IT, and cyber supply chain requirements. | CPCLD-POWER-1 | N/A | CPCLD-POWER-1 | Prepaid Power Cloud Plan subscription with station management features such as Basic Fleet Vehicle Management, Automatic Software Updates, and basic Power Sharing. Real-time dashboards and reports provided for applicable features. Station Activation purchase required. | EA | 220.15 | 220.15 | 0%
47QMCA22A0001 | ABM FACILITY SUPPORT SERVICES, LLC | ChargePoint, Inc. | No - Product is undergoing FedRAMP review and will not be available for ordering through the BPAs until this process is complete and the platform this product operates on receives an ATO designation or it has been determined does not require one. Purchase this product today through GSA Advantage, but agencies will need to evaluate each product at the agency level to ensure it meets all agency-specific privacy, IT, and cyber supply chain requirements. | CPCLD-POWER-3 | N/A | CPCLD-POWER-3 | Prepaid Power Cloud Plan subscription with station management features such as Basic Fleet Vehicle Management, Automatic Software Updates, and basic Power Sharing. Real-time dashboards and reports provided for applicable features. Station Activation purchase required. | EA | 593.45 | 593.45 | 0%
47QMCA22A0001 | ABM FACILITY SUPPORT SERVICES, LLC | ChargePoint, Inc. | No - Product is undergoing FedRAMP review and will not be available for ordering through the BPAs until this process is complete and the platform this product operates on receives an ATO designation or it has been determined does not require one. Purchase this product today through GSA Advantage, but agencies will need to evaluate each product at the agency level to ensure it meets all agency-specific privacy, IT, and cyber supply chain requirements. | CPCLD-POWER-5 | N/A | CPCLD-POWER-5 | Prepaid Power Cloud Plan subscription with station management features such as Basic Fleet Vehicle Management, Automatic Software Updates, and basic Power Sharing. Real-time dashboards and reports provided for applicable features. Station Activation purchase required. | EA | 885.39 | 885.39 | 0%
47QMCA22A0001 | ABM FACILITY SUPPORT SERVICES, LLC | EV Connect | No - Product is undergoing FedRAMP review and will not be available for ordering through the BPAs until this process is complete and the platform this product operates on receives an ATO designation or it has been determined does not require one. Purchase this product today through GSA Advantage, but agencies will need to evaluate each product at the agency level to ensure it meets all agency-specific privacy, IT, and cyber supply chain requirements. | Operate L2 charging | N/A | EV Connect Operate Level 2 Annual Subscription | Annual subscription for Level 2 charging station | EA | 352.64 | 352.64 | 0%
47QMCA22A0001 | ABM FACILITY SUPPORT SERVICES, LLC | EV Connect | No - Product is undergoing FedRAMP review and will not be available for ordering through the BPAs until this process is complete and the platform this product operates on receives an ATO designation or it has been determined does not require one. Purchase this product today through GSA Advantage, but agencies will need to evaluate each product at the agency level to ensure it meets all agency-specific privacy, IT, and cyber supply chain requirements. | Optimize L3 charging | N/A | EV Connect Optimize Level 3 Annual Subscription | Annual subscription for Level 3 charging station | EA | 599.5 | 599.5 | 0%
47QMCA22A0001 | ABM FACILITY SUPPORT SERVICES, LLC | Nuvve | No - Product is undergoing FedRAMP review and will not be available for ordering through the BPAs until this process is complete and the platform this product operates on receives an ATO designation or it has been determined does not require one. Purchase this product today through GSA Advantage, but agencies will need to evaluate each product at the agency level to ensure it meets all agency-specific privacy, IT, and cyber supply chain requirements. | Nuvve 1yr software | N/A | Nuvve Annual Smart Charging (V1G) - 1 year | Nuvve Annual Smart Charging (V1G) - 1 year / Per port | EA | 411.59 | 411.59 | 0%
47QMCA22A0001 | ABM FACILITY SUPPORT SERVICES, LLC | Nuvve | No - Product is undergoing FedRAMP review and will not be available for ordering through the BPAs until this process is complete and the platform this product operates on receives an ATO designation or it has been determined does not require one. Purchase this product today through GSA Advantage, but agencies will need to evaluate each product at the agency level to ensure it meets all agency-specific privacy, IT, and cyber supply chain requirements. | Nuvve 3yr software | N/A | Nuvve Annual Smart Charging (V1G) - 3 year | Nuvve Annual Smart Charging (V1G) - 3 year / Per port | EA | 789.67 | 789.67 | 0%
47QMCA22A0001 | ABM FACILITY SUPPORT SERVICES, LLC | Nuvve | No - Product is undergoing FedRAMP review and will not be available for ordering through the BPAs until this process is complete and the platform this product operates on receives an ATO designation or it has been determined does not require one. Purchase this product today through GSA Advantage, but agencies will need to evaluate each product at the agency level to ensure it meets all agency-specific privacy, IT, and cyber supply chain requirements. | Nuvve 5yr software | N/A | Nuvve Annual Smart Charging (V1G) - 5 year | Nuvve Annual Smart Charging (V1G) - 5 year / Per port | EA | 1033.75 | 1033.75 | 0%
47QMCA22A0001 | ABM FACILITY SUPPORT SERVICES, LLC | Blink Charging | No - Product is undergoing FedRAMP review and will not be available for ordering through the BPAs until this process is complete and the platform this product operates on receives an ATO designation or it has been determined does not require one. Purchase this product today through GSA Advantage, but agencies will need to evaluate each product at the agency level to ensure it meets all agency-specific privacy, IT, and cyber supply chain requirements. | SC6-NSP | N/A | Series 6 Annual Full Network Service Program | Series 6 Annual Full Network Service Program | EA | 229.72 | 229.72 | 0%
47QMCA22A0001 | ABM FACILITY SUPPORT SERVICES, LLC | Blink Charging | No - Product is undergoing FedRAMP review and will not be available for ordering through the BPAs until this process is complete and the platform this product operates on receives an ATO designation or it has been determined does not require one. Purchase this product today through GSA Advantage, but agencies will need to evaluate each product at the agency level to ensure it meets all agency-specific privacy, IT, and cyber supply chain requirements. | SC7-NSP | N/A | Series 7 Full Network Service Program (2 plugs) | Series 7 Full Network Service Program (2 plugs) | EA | 402.02 | 402.02 | 0%
47QMCA22A0001 | ABM FACILITY SUPPORT SERVICES, LLC | Blink Charging | No - Product is undergoing FedRAMP review and will not be available for ordering through the BPAs until this process is complete and the platform this product operates on receives an ATO designation or it has been determined does not require one. Purchase this product today through GSA Advantage, but agencies will need to evaluate each product at the agency level to ensure it meets all agency-specific privacy, IT, and cyber supply chain requirements. | SC8-NSP | N/A | Series 8 Full Network Service Program (2 plugs) | Series 8 Full Network Service Program (2 plugs) | EA | 459.45 | 459.45 | 0%
47QMCA22A0002 | AMERESCO FEDERAL SOLUTIONS, INC. | EV Connect | No - Product is undergoing FedRAMP review and will not be available for ordering through the BPAs until this process is complete and the platform this product operates on receives an ATO designation or it has been determined does not require one. Purchase this product today through GSA Advantage, but agencies will need to evaluate each product at the agency level to ensure it meets all agency-specific privacy, IT, and cyber supply chain requirements. | Operate-L2-ENO | N/A | L2 Connector Software - Operate L2 ENO - 1 Year | Operate: Basic package for station management for site hosts with simple charging needs. Includes Access Control, Operational Dashboard, Flexible Pricing Options, Station Remote Monitoring and Technical Support, Driver Mobile App and 24/7 Driver Support. Includes roaming and platform integrations. | EA | 251.89 | 250 | 1% | N/A
47QMCA22A0002 | AMERESCO FEDERAL SOLUTIONS, INC. | EV Connect | No - Product is undergoing FedRAMP review and will not be available for ordering through the BPAs until this process is complete and the platform this product operates on receives an ATO designation or it has been determined does not require one. Purchase this product today through GSA Advantage, but agencies will need to evaluate each product at the agency level to ensure it meets all agency-specific privacy, IT, and cyber supply chain requirements. | Operate-L2-ENO | N/A | L2 Connector Software - Operate L2 ENO - 3 Year | Operate: Basic package for station management for site hosts with simple charging needs. Includes Access Control, Operational Dashboard, Flexible Pricing Options, Station Remote Monitoring and Technical Support, Driver Mobile App and 24/7 Driver Support. Includes roaming and platform integrations. | EA | 680.1 | 675 | 1% | N/A
47QMCA22A0002 | AMERESCO FEDERAL SOLUTIONS, INC. | EV Connect | No - Product is undergoing FedRAMP review and will not be available for ordering through the BPAs until this process is complete and the platform this product operates on receives an ATO designation or it has been determined does not require one. Purchase this product today through GSA Advantage, but agencies will need to evaluate each product at the agency level to ensure it meets all agency-specific privacy, IT, and cyber supply chain requirements. | Operate-L2-ENO | N/A | L2 Connector Software - Operate L2 ENO - 5 Year | Operate: Basic package for station management for site hosts with simple charging needs. Includes Access Control, Operational Dashboard, Flexible Pricing Options, Station Remote Monitoring and Technical Support, Driver Mobile App and 24/7 Driver Support. Includes roaming and platform integrations. | EA | 1083.12 | 1075 | 1% | N/A
47QMCA22A0002 | AMERESCO FEDERAL SOLUTIONS, INC. | EV Connect | No - Product is undergoing FedRAMP review and will not be available for ordering through the BPAs until this process is complete and the platform this product operates on receives an ATO designation or it has been determined does not require one. Purchase this product today through GSA Advantage, but agencies will need to evaluate each product at the agency level to ensure it meets all agency-specific privacy, IT, and cyber supply chain requirements. | Optimize-L2-ENZ | N/A | L2 Connector Software -Optimize L2 ENZ - 1 Year | Optimize: Superior package with advanced energy management features to manage station costs and revenue – including load limit scheduling and balancing, meter data reporting and analytics; address more complex driver needs such as Station's Reservations. Includes Quarterly site performance review, Station Remote Monitoring and Technical Support, Driver Mobile App and 24/7 Driver Support | EA | 432.24 | 429 | 1% | N/A
47QMCA22A0002 | AMERESCO FEDERAL SOLUTIONS, INC. | EV Connect | No - Product is undergoing FedRAMP review and will not be available for ordering through the BPAs until this process is complete and the platform this product operates on receives an ATO designation or it has been determined does not require one. Purchase this product today through GSA Advantage, but agencies will need to evaluate each product at the agency level to ensure it meets all agency-specific privacy, IT, and cyber supply chain requirements. | Optimize-L2-ENZ | N/A | L2 Connector Software - Optimize L2 ENZ - 3 Year | Optimize: Superior package with advanced energy management features to manage station costs and revenue – including load limit scheduling and balancing, meter data reporting and analytics; address more complex driver needs such as Station's Reservations. Includes Quarterly site performance review, Station Remote Monitoring and Technical Support, Driver Mobile App and 24/7 Driver Support | EA | 1163.73 | 1155 | 1% | N/A
47QMCA22A0002 | AMERESCO FEDERAL SOLUTIONS, INC. | EV Connect | No - Product is undergoing FedRAMP review and will not be available for ordering through the BPAs until this process is complete and the platform this product operates on receives an ATO designation or it has been determined does not require one. Purchase this product today through GSA Advantage, but agencies will need to evaluate each product at the agency level to ensure it meets all agency-specific privacy, IT, and cyber supply chain requirements. | Optimize-L2-ENZ | N/A | L2 Connector Software - Optimize L2 ENZ - 5 Year | Optimize: Superior package with advanced energy management features to manage station costs and revenue – including load limit scheduling and balancing, meter data reporting and analytics; address more complex driver needs such as Station's Reservations. Includes Quarterly site performance review, Station Remote Monitoring and Technical Support, Driver Mobile App and 24/7 Driver Support | EA | 1838.79 | 1825 | 1% | N/A
47QMCA22A0002 | AMERESCO FEDERAL SOLUTIONS, INC. | EV Connect | No - Product is undergoing FedRAMP review and will not be available for ordering through the BPAs until this process is complete and the platform this product operates on receives an ATO designation or it has been determined does not require one. Purchase this product today through GSA Advantage, but agencies will need to evaluate each product at the agency level to ensure it meets all agency-specific privacy, IT, and cyber supply chain requirements. | L3-Optimize-Dual Port Add-on | N/A | L3 Connector Software - Optimize For Dual Port - L3 ENZ - 1 Year | Optimize: Superior package with advanced energy management features to manage station costs and revenue – including load limit scheduling and balancing, meter data reporting and analytics; address more complex driver needs such as Station's Reservations. Includes Quarterly site performance review, Station Remote Monitoring and Technical Support, Driver Mobile App and 24/7 Driver Support | EA | 251.89 | 250 | 1% | N/A
47QMCA22A0002 | AMERESCO FEDERAL SOLUTIONS, INC. | EV Connect | No - Product is undergoing FedRAMP review and will not be available for ordering through the BPAs until this process is complete and the platform this product operates on receives an ATO designation or it has been determined does not require one. Purchase this product today through GSA Advantage, but agencies will need to evaluate each product at the agency level to ensure it meets all agency-specific privacy, IT, and cyber supply chain requirements. | L3-Optimize-Dual Port Add-on | N/A | L3 Connector Software - Optimize For Dual Port - L3 ENZ - 3 Year | Optimize: Superior package with advanced energy management features to manage station costs and revenue – including load limit scheduling and balancing, meter data reporting and analytics; address more complex driver needs such as Station's Reservations. Includes Quarterly site performance review, Station Remote Monitoring and Technical Support, Driver Mobile App and 24/7 Driver Support | EA | 755.67 | 750 | 1% | N/A
47QMCA22A0002 | AMERESCO FEDERAL SOLUTIONS, INC. | EV Connect | No - Product is undergoing FedRAMP review and will not be available for ordering through the BPAs until this process is complete and the platform this product operates on receives an ATO designation or it has been determined does not require one. Purchase this product today through GSA Advantage, but agencies will need to evaluate each product at the agency level to ensure it meets all agency-specific privacy, IT, and cyber supply chain requirements. | L3-Optimize-Dual Port Add-on | N/A | L3 Connector Software - Optimze For Dual Port - L3 ENZ - 5 Year | Optimize: Superior package with advanced energy management features to manage station costs and revenue – including load limit scheduling and balancing, meter data reporting and analytics; address more complex driver needs such as Station's Reservations. Includes Quarterly site performance review, Station Remote Monitoring and Technical Support, Driver Mobile App and 24/7 Driver Support | EA | 1259.45 | 1250 | 1% | N/A
47QMCA22A0002 | AMERESCO FEDERAL SOLUTIONS, INC. | EV Connect | No - Product is undergoing FedRAMP review and will not be available for ordering through the BPAs until this process is complete and the platform this product operates on receives an ATO designation or it has been determined does not require one. Purchase this product today through GSA Advantage, but agencies will need to evaluate each product at the agency level to ensure it meets all agency-specific privacy, IT, and cyber supply chain requirements. | L3-Optimize-Single Port | N/A | L3 Connector Software - Optimize Single Port Stations - L3 ENZ - 1 Year | Optimize: Superior package with advanced energy management features to manage station costs and revenue – including load limit scheduling and balancing, meter data reporting and analytics; address more complex driver needs such as Station's Reservations. Includes Quarterly site performance review, Station Remote Monitoring and Technical Support, Driver Mobile App and 24/7 Driver Support | EA | 599.5 | 595 | 1% | N/A
47QMCA22A0002 | AMERESCO FEDERAL SOLUTIONS, INC. | EV Connect | No - Product is undergoing FedRAMP review and will not be available for ordering through the BPAs until this process is complete and the platform this product operates on receives an ATO designation or it has been determined does not require one. Purchase this product today through GSA Advantage, but agencies will need to evaluate each product at the agency level to ensure it meets all agency-specific privacy, IT, and cyber supply chain requirements. | L3-Optimize-Single Port | N/A | L3 Connector Software - Optimize Single Port Stations - L3 ENZ - 3 Year | Optimize: Superior package with advanced energy management features to manage station costs and revenue – including load limit scheduling and balancing, meter data reporting and analytics; address more complex driver needs such as Station's Reservations. Includes Quarterly site performance review, Station Remote Monitoring and Technical Support, Driver Mobile App and 24/7 Driver Support | EA | 1693.7 | 1681 | 1% | N/A
47QMCA22A0002 | AMERESCO FEDERAL SOLUTIONS, INC. | EV Connect | No - Product is undergoing FedRAMP review and will not be available for ordering through the BPAs until this process is complete and the platform this product operates on receives an ATO designation or it has been determined does not require one. Purchase this product today through GSA Advantage, but agencies will need to evaluate each product at the agency level to ensure it meets all agency-specific privacy, IT, and cyber supply chain requirements. | L3-Optimize-Single Port | N/A | L3 Connector Software - Optimize Single Port Stations - L3 ENZ - 5 Year | Optimize: Superior package with advanced energy management features to manage station costs and revenue – including load limit scheduling and balancing, meter data reporting and analytics; address more complex driver needs such as Station's Reservations. Includes Quarterly site performance review, Station Remote Monitoring and Technical Support, Driver Mobile App and 24/7 Driver Support | EA | 2683.12 | 2663 | 1% | N/A
47QMCA22A0003 | APOLLO SUNGUARD SYSTEMS, INC. | ChargePoint, Inc. | No - Product is undergoing FedRAMP review and will not be available for ordering through the BPAs until this process is complete and the platform this product operates on receives an ATO designation or it has been determined does not require one. Purchase this product today through GSA Advantage, but agencies will need to evaluate each product at the agency level to ensure it meets all agency-specific privacy, IT, and cyber supply chain requirements. | CPCLD-POWER-1 | N/A | 1YR PREPAID POWER CLOUD PLAN | 1yr Prepaid Power Cloud Plan. Prepaid Power Cloud Plan subscription with station management features such as Basic Fleet Vehicle Management, Automatic Software Updates, and basic Power Sharing. Real-time dashboards and reports provided for applicable features. Station Activation purchase required. | EA | 210.01 | 202.2 | 3.72% | N/A
47QMCA22A0003 | APOLLO SUNGUARD SYSTEMS, INC. | ChargePoint, Inc. | No - Product is undergoing FedRAMP review and will not be available for ordering through the BPAs until this process is complete and the platform this product operates on receives an ATO designation or it has been determined does not require one. Purchase this product today through GSA Advantage, but agencies will need to evaluate each product at the agency level to ensure it meets all agency-specific privacy, IT, and cyber supply chain requirements. | CPCLD-POWER-3 | N/A | 3YR PREPAID POWER CLOUD PLAN | 3yr Prepaid Power Cloud Plan. Prepaid Power Cloud Plan subscription with station management features such as Basic Fleet Vehicle Management, Automatic Software Updates, and basic Power Sharing. Real-time dashboards and reports provided for applicable features. Station Activation purchase required. | EA | 564.83 | 543.82 | 3.72% | N/A
47QMCA22A0003 | APOLLO SUNGUARD SYSTEMS, INC. | ChargePoint, Inc. | No - Product is undergoing FedRAMP review and will not be available for ordering through the BPAs until this process is complete and the platform this product operates on receives an ATO designation or it has been determined does not require one. Purchase this product today through GSA Advantage, but agencies will need to evaluate each product at the agency level to ensure it meets all agency-specific privacy, IT, and cyber supply chain requirements. | CPCLD-POWER-5 | N/A | 5YR PREPAID POWER CLOUD PLAN | 5yr Prepaid Power Cloud Plan. Prepaid Power Cloud Plan subscription with station management features such as Basic Fleet Vehicle Management, Automatic Software Updates, and basic Power Sharing. Real-time dashboards and reports provided for applicable features. Station Activation purchase required. | EA | 842.93 | 811.57 | 3.72% | N/A
47QMCA22A0003 | APOLLO SUNGUARD SYSTEMS, INC. | ChargePoint, Inc. | No - Product is undergoing FedRAMP review and will not be available for ordering through the BPAs until this process is complete and the platform this product operates on receives an ATO designation or it has been determined does not require one. Purchase this product today through GSA Advantage, but agencies will need to evaluate each product at the agency level to ensure it meets all agency-specific privacy, IT, and cyber supply chain requirements. | CPCLD-COMMERCIAL-1 | N/A | CLOUD PLAN - 1 YEAR | 1 yr Prepaid Commercial Cloud Plan subscription with station management features such as: Custom Video uploads and Automatic Software Updates, driver and fleet management features including: Access Control and Pricing & Automatic Payment Collection, as well as energy and power management features which include Power Sharing. Real-time dashboards and reports provided for applicable features. Station Activation purchase required. | EA | 315.5 | 303.76 | 3.72% | N/A
47QMCA22A0003 | APOLLO SUNGUARD SYSTEMS, INC. | ChargePoint, Inc. | No - Product is undergoing FedRAMP review and will not be available for ordering through the BPAs until this process is complete and the platform this product operates on receives an ATO designation or it has been determined does not require one. Purchase this product today through GSA Advantage, but agencies will need to evaluate each product at the agency level to ensure it meets all agency-specific privacy, IT, and cyber supply chain requirements. | CPCLD-COMMERCIAL-3 | N/A | CLOUD PLAN - 3 YEARS | 3 Yr Prepaid Commercial Cloud Plan subscription with station management features such as: Custom Video uploads and Automatic Software Updates, driver and fleet management features including: Access Control and Pricing & Automatic Payment Collection, as well as energy and power management features which include Power Sharing. Real-time dashboards and reports provided for applicable features. Station Activation purchase required. | EA | 852.52 | 820.81 | 3.72% | N/A
47QMCA22A0003 | APOLLO SUNGUARD SYSTEMS, INC. | ChargePoint, Inc. | No - Product is undergoing FedRAMP review and will not be available for ordering through the BPAs until this process is complete and the platform this product operates on receives an ATO designation or it has been determined does not require one. Purchase this product today through GSA Advantage, but agencies will need to evaluate each product at the agency level to ensure it meets all agency-specific privacy, IT, and cyber supply chain requirements. | CPCLD-COMMERCIAL-5 | N/A | CLOUD PLAN - 5 YEARS | 5 Yr Prepaid Commercial Cloud Plan subscription with station management features such as: Custom Video uploads and Automatic Software Updates, driver and fleet management features including: Access Control and Pricing & Automatic Payment Collection, as well as energy and power management features which include Power Sharing. Real-time dashboards and reports provided for applicable features. Station Activation purchase required. | EA | 1264.88 | 1217.83 | 3.72% | N/A
47QMCA22A0003 | APOLLO SUNGUARD SYSTEMS, INC. | ChargePoint, Inc. | No - Product is undergoing FedRAMP review and will not be available for ordering through the BPAs until this process is complete and the platform this product operates on receives an ATO designation or it has been determined does not require one. Purchase this product today through GSA Advantage, but agencies will need to evaluate each product at the agency level to ensure it meets all agency-specific privacy, IT, and cyber supply chain requirements. | CPCLD-COMMERCIAL-DC-1 | N/A | DC COMMERCIAL CLOUD PLAN | 1 year of DC Commercial Cloud Plan - This plan includes Secure Network Connection, On-going Station Software updates, Station Inventory, 24x7 Driver Support, Host Support, Session Data and Analytics, Fleet Vehicle Management and Integration, Fleet Access Control, Valet Dashboard, Power Management (Circuit, Panel, Site Sharing), Scheduled Charging, Driver Access Control, Pricing and Automatic Funds Collection, Waitlist, Videos (on supported hardware). Cloud plans are priced per port. | EA | 536.02 | 516.08 | 3.72% | N/A
47QMCA22A0003 | APOLLO SUNGUARD SYSTEMS, INC. | ChargePoint, Inc. | No - Product is undergoing FedRAMP review and will not be available for ordering through the BPAs until this process is complete and the platform this product operates on receives an ATO designation or it has been determined does not require one. Purchase this product today through GSA Advantage, but agencies will need to evaluate each product at the agency level to ensure it meets all agency-specific privacy, IT, and cyber supply chain requirements. | CPCLD-Enterprise-DC-1 | N/A | DC ENTERPRISE CLOUD PLAN | 1yr Prepaid Enterprise Cloud Plan. Prepaid Enterprise Cloud Plan subscription with advanced station management features such as: Station Activation, Custom Video uploads, and Automatic Software Updates, driver and fleet management features including: Access Control and Pricing & Automatic Payment Collection, as well as advanced energy and power management features which include: Time of Use Power Sharing and Energy Management APIs. Real-time dashboards and reports provided for applicable features including 15 min meter data readings and associated advanced energy reports. | EA | 918.89 | 884.71 | 3.72% | N/A
47QMCA22A0003 | APOLLO SUNGUARD SYSTEMS, INC. | ChargePoint, Inc. | No - Product is undergoing FedRAMP review and will not be available for ordering through the BPAs until this process is complete and the platform this product operates on receives an ATO designation or it has been determined does not require one. Purchase this product today through GSA Advantage, but agencies will need to evaluate each product at the agency level to ensure it meets all agency-specific privacy, IT, and cyber supply chain requirements. | CPCLD-Enterprise-DC-3 | N/A | 3YR PREPAID, DC, ENTERPRISE CLOUD PLAN | 3yr Prepaid Enterprise Cloud Plan. Prepaid Enterprise Cloud Plan subscription with advanced station management features such as: Station Activation, Custom Video uploads, and Automatic Software Updates, driver and fleet management features including: Access Control and Pricing & Automatic Payment Collection, as well as advanced energy and power management features which include: Time of Use Power Sharing and Energy Management APIs. Real-time dashboards and reports provided for applicable features including 15 min meter data readings and associated advanced energy reports. | EA | 3106.09 | 2990.54 | 3.72% | N/A
47QMCA22A0003 | APOLLO SUNGUARD SYSTEMS, INC. | ChargePoint, Inc. | No - Product is undergoing FedRAMP review and will not be available for ordering through the BPAs until this process is complete and the platform this product operates on receives an ATO designation or it has been determined does not require one. Purchase this product today through GSA Advantage, but agencies will need to evaluate each product at the agency level to ensure it meets all agency-specific privacy, IT, and cyber supply chain requirements. | CPCLD-Enterprise-DC-5 | N/A | 5YR PREPAID, DC, ENTERPRISE CLOUD PLAN | 5yr Prepaid Enterprise Cloud Plan. Prepaid Enterprise Cloud Plan subscription with advanced station management features such as: Station Activation, Custom Video uploads, and Automatic Software Updates, driver and fleet management features including: Access Control and Pricing & Automatic Payment Collection, as well as advanced energy and power management features which include: Time of Use Power Sharing and Energy Management APIs. Real-time dashboards and reports provided for applicable features including 15 min meter data readings and associated advanced energy reports. | EA | 4602.07 | 4430.87 | 3.72% | N/A
47QMCA22A0005 | CARAHSOFT TECHNOLOGY CORPORATION | ChargePoint, Inc. | No - Product is undergoing FedRAMP review and will not be available for ordering through the BPAs until this process is complete and the platform this product operates on receives an ATO designation or it has been determined does not require one. Purchase this product today through GSA Advantage, but agencies will need to evaluate each product at the agency level to ensure it meets all agency-specific privacy, IT, and cyber supply chain requirements. | CPCLD-POWER-1 | CPCLD-POWER-1-611 | ChargePoint - Cloud | 1 year of Power Cloud Plan subscription with station management features such as Basic Fleet Vehicle Management, Automatic Software Updates, and basic Power Sharing. Real-time dashboards and reports provided for applicable features. Station Activation purchase required. | EA | 227.1 | 220.29 | 3%
47QMCA22A0005 | CARAHSOFT TECHNOLOGY CORPORATION | ChargePoint, Inc. | No - Product is undergoing FedRAMP review and will not be available for ordering through the BPAs until this process is complete and the platform this product operates on receives an ATO designation or it has been determined does not require one. Purchase this product today through GSA Advantage, but agencies will need to evaluate each product at the agency level to ensure it meets all agency-specific privacy, IT, and cyber supply chain requirements. | CPCLD-POWER-3 | CPCLD-POWER-3-611 | ChargePoint - Cloud | 3 years of Power Cloud Plan subscription with station management features such as Basic Fleet Vehicle Management, Automatic Software Updates, and basic Power Sharing. Real-time dashboards and reports provided for applicable features. Station Activation purchase required. | EA | 612.19 | 593.83 | 3%
47QMCA22A0005 | CARAHSOFT TECHNOLOGY CORPORATION | ChargePoint, Inc. | No - Product is undergoing FedRAMP review and will not be available for ordering through the BPAs until this process is complete and the platform this product operates on receives an ATO designation or it has been determined does not require one. Purchase this product today through GSA Advantage, but agencies will need to evaluate each product at the agency level to ensure it meets all agency-specific privacy, IT, and cyber supply chain requirements. | CPCLD-POWER-5 | CPCLD-POWER-5-611 | ChargePoint - Cloud | 5 years of Power Cloud Plan subscription with station management features such as Basic Fleet Vehicle Management, Automatic Software Updates, and basic Power Sharing. Real-time dashboards and reports provided for applicable features. Station Activation purchase required. | EA | 913.35 | 885.95 | 3%
47QMCA22A0005 | CARAHSOFT TECHNOLOGY CORPORATION | ChargePoint, Inc. | No - Product is undergoing FedRAMP review and will not be available for ordering through the BPAs until this process is complete and the platform this product operates on receives an ATO designation or it has been determined does not require one. Purchase this product today through GSA Advantage, but agencies will need to evaluate each product at the agency level to ensure it meets all agency-specific privacy, IT, and cyber supply chain requirements. | CPSUPPORT-ACTIVE | CPSUPPORT-ACTIVE-611 | ChargePoint - Services | Initial Station Activation & Configuration Service includes activation of cloud services and configuration of radio groups, custom groups, connections, access control, visibility control, pricing, reports and alerts. One time initial service per station. NOTE: Only applicable if not already activated. | EA | 344.6 | 334.27 | 3%
47QMCA22A0006 | DISTRICT FLEET, LLC | EV Connect | No - Product is undergoing FedRAMP review and will not be available for ordering through the BPAs until this process is complete and the platform this product operates on receives an ATO designation or it has been determined does not require one. Purchase this product today through GSA Advantage, but agencies will need to evaluate each product at the agency level to ensure it meets all agency-specific privacy, IT, and cyber supply chain requirements. | EVC-ENO-L2-1 | N/A | EVC Operate - 1YR Charging Management Plan (or Renewal) for Level 2 EVSE | Operate 1 YR Subscription to Smart Charging Management for site hosts which includes Access Control, Operational Dashboard, Flexible Pricing Options, Driver Mobile App, Station Remote Monitoring and Technical Support, and 24/7 Driver Support. Includes roaming and platform integrations. | EA | 246.85 | 241.91 | 2% | N/A
47QMCA22A0006 | DISTRICT FLEET, LLC | EV Connect | No - Product is undergoing FedRAMP review and will not be available for ordering through the BPAs until this process is complete and the platform this product operates on receives an ATO designation or it has been determined does not require one. Purchase this product today through GSA Advantage, but agencies will need to evaluate each product at the agency level to ensure it meets all agency-specific privacy, IT, and cyber supply chain requirements. | EVC-ENO-L2-3 | N/A | EVC Operate - 3YR Charging Management Plan (or Renewal) for Level 2 EVSE | Operate 3 YR Subscription to Smart Charging Management for site hosts which includes Access Control, Operational Dashboard, Flexible Pricing Options, Driver Mobile App, Station Remote Monitoring and Technical Support, and 24/7 Driver Support. Includes roaming and platform integrations. | EA | 666.5 | 653.17 | 2% | N/A
47QMCA22A0006 | DISTRICT FLEET, LLC | EV Connect | No - Product is undergoing FedRAMP review and will not be available for ordering through the BPAs until this process is complete and the platform this product operates on receives an ATO designation or it has been determined does not require one. Purchase this product today through GSA Advantage, but agencies will need to evaluate each product at the agency level to ensure it meets all agency-specific privacy, IT, and cyber supply chain requirements. | EVC-ENO-L2-5 | N/A | EVC Operate - 5YR Charging Management Plan (or Renewal) for Level 2 EVSE | Operate 5 YR Subscription to Smart Charging Management for site hosts which includes Access Control, Operational Dashboard, Flexible Pricing Options, Driver Mobile App, Statopm Remote Monitoring and Technical Support, and 24/7 Driver Support. Includes roaming and platform integrations. | EA | 1061.46 | 1040.23 | 2% | N/A
47QMCA22A0006 | DISTRICT FLEET, LLC | EV Connect | No - Product is undergoing FedRAMP review and will not be available for ordering through the BPAs until this process is complete and the platform this product operates on receives an ATO designation or it has been determined does not require one. Purchase this product today through GSA Advantage, but agencies will need to evaluate each product at the agency level to ensure it meets all agency-specific privacy, IT, and cyber supply chain requirements. | EVC-ENZ-FL-L2-1 | N/A | EVC Fleet - 1YR Charging Management Plan (or Renewal) for Level 2 EVSE | 1 YR Fleet Subsription to Smart Charging Management: Most comprehensive package that optimizes fleet readiness and costs of ownership. Includes Depot Dashboard with real-time operational information from chargers and vehicles, station alerts and notifications. Includes Advance Energy Management features such as electricity cost tracking, station load limits and balancing, scheduled charging, and fleet charging optimization. Includes Fleet vehicle management, fleet telematics integration and data reporting. Includes Quarterly site performance review, Station Remote Monitoring and Technical Support, Driver Mobile App and 24/7 Driver Support. | EA | 452.23 | 443.19 | 2% | N/A
47QMCA22A0006 | DISTRICT FLEET, LLC | EV Connect | No - Product is undergoing FedRAMP review and will not be available for ordering through the BPAs until this process is complete and the platform this product operates on receives an ATO designation or it has been determined does not require one. Purchase this product today through GSA Advantage, but agencies will need to evaluate each product at the agency level to ensure it meets all agency-specific privacy, IT, and cyber supply chain requirements. | EVC-ENZ-FL-L2-3 | N/A | EVC Fleet - 3YR Charging Management Plan (or Renewal) for Level 2 EVSE | 3 YR Fleet Subsription to Smart Charging Management: Most comprehensive package that optimizes fleet readiness and costs of ownership. Includes Depot Dashboard with real-time operational information from chargers and vehicles, station alerts and notifications. Includes Advance Energy Management features such as electricity cost tracking, station load limits and balancing, scheduled charging, and fleet charging optimization. Includes Fleet vehicle management, fleet telematics integration and data reporting. Includes Quarterly site performance review, Station Remote Monitoring and Technical Support, Driver Mobile App and 24/7 Driver Support. | EA | 1226.36 | 1201.83 | 2% | N/A
47QMCA22A0006 | DISTRICT FLEET, LLC | EV Connect | No - Product is undergoing FedRAMP review and will not be available for ordering through the BPAs until this process is complete and the platform this product operates on receives an ATO designation or it has been determined does not require one. Purchase this product today through GSA Advantage, but agencies will need to evaluate each product at the agency level to ensure it meets all agency-specific privacy, IT, and cyber supply chain requirements. | EVC-ENZ-FL-L2-5 | N/A | EVC Fleet - 5YR Charging Management Plan (or Renewal) for Level 2 EVSE | 5 YR Fleet Subsription to Smart Charging Management: Most comprehensive package that optimizes fleet readiness and costs of ownership. Includes Depot Dashboard with real-time operational information from chargers and vehicles, station alerts and notifications. Includes Advance Energy Management features such as electricity cost tracking, station load limits and balancing, scheduled charging, and fleet charging optimization. Includes Fleet vehicle management, fleet telematics integration and data reporting. Includes Quarterly site performance review, Station Remote Monitoring and Technical Support, Driver Mobile App and 24/7 Driver Support. | EA | 1945.19 | 1906.29 | 2% | N/A
47QMCA22A0006 | DISTRICT FLEET, LLC | EV Connect | No - Product is undergoing FedRAMP review and will not be available for ordering through the BPAs until this process is complete and the platform this product operates on receives an ATO designation or it has been determined does not require one. Purchase this product today through GSA Advantage, but agencies will need to evaluate each product at the agency level to ensure it meets all agency-specific privacy, IT, and cyber supply chain requirements. | EVC-ENZ-FL-L3-1 | N/A | EVC Fleet - 1YR Charging Management Plan (or Renewal) for Level 3 EVSE | 1 YR Fleet Subsription to Smart Charging Management: Most comprehensive package that optimizes fleet readiness and costs of ownership. Includes Depot Dashboard with real-time operational information from chargers and vehicles, station alerts and notifications. Includes Advance Energy Management features such as electricity cost tracking, station load limits and balancing, scheduled charging, and fleet charging optimization. Includes Fleet vehicle management, fleet telematics integration and data reporting. Includes Quarterly site performance review, Station Remote Monitoring and Technical Support, Driver Mobile App and 24/7 Driver Support. | EA | 635.89 | 623.17 | 2% | N/A
47QMCA22A0006 | DISTRICT FLEET, LLC | EV Connect | No - Product is undergoing FedRAMP review and will not be available for ordering through the BPAs until this process is complete and the platform this product operates on receives an ATO designation or it has been determined does not require one. Purchase this product today through GSA Advantage, but agencies will need to evaluate each product at the agency level to ensure it meets all agency-specific privacy, IT, and cyber supply chain requirements. | EVC-ENZ-FL-L3-3 | N/A | EVC Fleet - 3YR Charging Management Plan (or Renewal) for Level 3 EVSE | 3 YR Fleet Subsription to Smart Charging Management: Most comprehensive package that optimizes fleet readiness and costs of ownership. Includes Depot Dashboard with real-time operational information from chargers and vehicles, station alerts and notifications. Includes Advance Energy Management features such as electricity cost tracking, station load limits and balancing, scheduled charging, and fleet charging optimization. Includes Fleet vehicle management, fleet telematics integration and data reporting. Includes Quarterly site performance review, Station Remote Monitoring and Technical Support, Driver Mobile App and 24/7 Driver Support. | EA | 1804.98 | 1768.88 | 2% | N/A
47QMCA22A0006 | DISTRICT FLEET, LLC | EV Connect | No - Product is undergoing FedRAMP review and will not be available for ordering through the BPAs until this process is complete and the platform this product operates on receives an ATO designation or it has been determined does not require one. Purchase this product today through GSA Advantage, but agencies will need to evaluate each product at the agency level to ensure it meets all agency-specific privacy, IT, and cyber supply chain requirements. | EVC-ENZ-FL-L3-5 | N/A | EVC Fleet - 5YR Charging Management Plan (or Renewal) for Level 3 EVSE | 5 YR Fleet Subsription to Smart Charging Management: Most comprehensive package that optimizes fleet readiness and costs of ownership. Includes Depot Dashboard with real-time operational information from chargers and vehicles, station alerts and notifications. Includes Advance Energy Management features such as electricity cost tracking, station load limits and balancing, scheduled charging, and fleet charging optimization. Includes Fleet vehicle management, fleet telematics integration and data reporting. Includes Quarterly site performance review, Station Remote Monitoring and Technical Support, Driver Mobile App and 24/7 Driver Support. | EA | 2871.38 | 2813.95 | 2% | N/A
47QMCA22A0006 | DISTRICT FLEET, LLC | EV Connect | No - Product is undergoing FedRAMP review and will not be available for ordering through the BPAs until this process is complete and the platform this product operates on receives an ATO designation or it has been determined does not require one. Purchase this product today through GSA Advantage, but agencies will need to evaluate each product at the agency level to ensure it meets all agency-specific privacy, IT, and cyber supply chain requirements. | EVC-ENZ-L2-1 | N/A | EVC Optimize - 1YR Charging Management Plan (or Renewal) for Level 2 EVSE | Optimize 1 YR Subscription to Smart Charging Management with advanced energy management features to manage station costs and revenue – including load limit scheduling and balancing, meter data reporting and analytics; address more complex driver needs such as Station's Reservations. Includes Quarterly site performance review, Station Remote Monitoring and Technical Support, Driver Mobile App and 24/7 Driver Support | EA | 423.6 | 415.13 | 2% | N/A
47QMCA22A0006 | DISTRICT FLEET, LLC | EV Connect | No - Product is undergoing FedRAMP review and will not be available for ordering through the BPAs until this process is complete and the platform this product operates on receives an ATO designation or it has been determined does not require one. Purchase this product today through GSA Advantage, but agencies will need to evaluate each product at the agency level to ensure it meets all agency-specific privacy, IT, and cyber supply chain requirements. | EVC-ENZ-L2-3 | N/A | EVC Optimize - 3YR Charging Management Plan (or Renewal) for Level 2 EVSE | Optimize 3 YR Subscription to Smart Charging Management with advanced energy management features to manage station costs and revenue – including load limit scheduling and balancing, meter data reporting and analytics; address more complex driver needs such as Station's Reservations. Includes Quarterly site performance review, Station Remote Monitoring and Technical Support, Driver Mobile App and 24/7 Driver Support | EA | 1140.45 | 1117.64 | 2% | N/A
47QMCA22A0006 | DISTRICT FLEET, LLC | EV Connect | No - Product is undergoing FedRAMP review and will not be available for ordering through the BPAs until this process is complete and the platform this product operates on receives an ATO designation or it has been determined does not require one. Purchase this product today through GSA Advantage, but agencies will need to evaluate each product at the agency level to ensure it meets all agency-specific privacy, IT, and cyber supply chain requirements. | EVC-ENZ-L2-5 | N/A | EVC Optimize - 5YR Charging Management Plan (or Renewal) for Level 2 EVSE | Optimize 5 YR Subscription to Smart Charging Management with advanced energy management features to manage station costs and revenue – including load limit scheduling and balancing, meter data reporting and analytics; address more complex driver needs such as Station's Reservations. Includes Quarterly site performance review, Station Remote Monitoring and Technical Support, Driver Mobile App and 24/7 Driver Support | EA | 1802.02 | 1765.98 | 2% | N/A
47QMCA22A0006 | DISTRICT FLEET, LLC | EV Connect | No - Product is undergoing FedRAMP review and will not be available for ordering through the BPAs until this process is complete and the platform this product operates on receives an ATO designation or it has been determined does not require one. Purchase this product today through GSA Advantage, but agencies will need to evaluate each product at the agency level to ensure it meets all agency-specific privacy, IT, and cyber supply chain requirements. | EVC-ENZ-L3-1 | N/A | EVC Optimize - 1YR Charging Management Plan (or Renewal) for Level 3 EVSE | Optimize 1 YR Subscription to Smart Charging Management with advanced energy management features to manage station costs and revenue – including load limit scheduling and balancing, meter data reporting and analytics; address more complex driver needs such as Station's Reservations. Includes Quarterly site performance review, Station Remote Monitoring and Technical Support, Driver Mobile App and 24/7 Driver Support | EA | 587.51 | 575.76 | 2% | N/A
47QMCA22A0006 | DISTRICT FLEET, LLC | EV Connect | No - Product is undergoing FedRAMP review and will not be available for ordering through the BPAs until this process is complete and the platform this product operates on receives an ATO designation or it has been determined does not require one. Purchase this product today through GSA Advantage, but agencies will need to evaluate each product at the agency level to ensure it meets all agency-specific privacy, IT, and cyber supply chain requirements. | EVC-ENZ-L3-3 | N/A | EVC Optimize - 3YR Charging Management Plan (or Renewal) for Level 3 EVSE | Optimize 3 YR Subscription to Smart Charging Management with advanced energy management features to manage station costs and revenue – including load limit scheduling and balancing, meter data reporting and analytics; address more complex driver needs such as Station's Reservations. Includes Quarterly site performance review, Station Remote Monitoring and Technical Support, Driver Mobile App and 24/7 Driver Support | EA | 1659.83 | 1626.63 | 2% | N/A
47QMCA22A0006 | DISTRICT FLEET, LLC | EV Connect | No - Product is undergoing FedRAMP review and will not be available for ordering through the BPAs until this process is complete and the platform this product operates on receives an ATO designation or it has been determined does not require one. Purchase this product today through GSA Advantage, but agencies will need to evaluate each product at the agency level to ensure it meets all agency-specific privacy, IT, and cyber supply chain requirements. | EVC-ENZ-L3-5 | N/A | EVC Optimize - 5YR Charging Management Plan (or Renewal) for Level 3 EVSE | Optimize 5 YR Subscription to Smart Charging Management with advanced energy management features to manage station costs and revenue – including load limit scheduling and balancing, meter data reporting and analytics; address more complex driver needs such as Station's Reservations. Includes Quarterly site performance review, Station Remote Monitoring and Technical Support, Driver Mobile App and 24/7 Driver Support | EA | 2629.46 | 2576.87 | 2% | N/A
47QMCA22A0006 | DISTRICT FLEET, LLC | EV Connect | No - Product is undergoing FedRAMP review and will not be available for ordering through the BPAs until this process is complete and the platform this product operates on receives an ATO designation or it has been determined does not require one. Purchase this product today through GSA Advantage, but agencies will need to evaluate each product at the agency level to ensure it meets all agency-specific privacy, IT, and cyber supply chain requirements. | EVC-ENZ-L3-Dual-1 | N/A | Optimize Level 3 Connector Software - Dual Port Add-On - 1 Year Term | Additional for Dual Port Level 3 Stations | EA | 246.85 | 241.91 | 2% | N/A
47QMCA22A0006 | DISTRICT FLEET, LLC | EV Connect | No - Product is undergoing FedRAMP review and will not be available for ordering through the BPAs until this process is complete and the platform this product operates on receives an ATO designation or it has been determined does not require one. Purchase this product today through GSA Advantage, but agencies will need to evaluate each product at the agency level to ensure it meets all agency-specific privacy, IT, and cyber supply chain requirements. | EVC-ENZ-L3-Dual-3 | N/A | Optimize Level 3 Connector Software - Dual Port Add-On - 3 Year Term | Additional for Dual Port Level 3 Stations | EA | 740.55 | 725.74 | 2% | N/A
47QMCA22A0006 | DISTRICT FLEET, LLC | EV Connect | No - Product is undergoing FedRAMP review and will not be available for ordering through the BPAs until this process is complete and the platform this product operates on receives an ATO designation or it has been determined does not require one. Purchase this product today through GSA Advantage, but agencies will need to evaluate each product at the agency level to ensure it meets all agency-specific privacy, IT, and cyber supply chain requirements. | EVC-ENZ-L3-Dual-5 | N/A | Optimize Level 3 Connector Software - Dual Port Add-On - 5 Year Term | Additional for Dual Port Level 3 Stations | EA | 1234.26 | 1209.57 | 2% | N/A
47QMCA22A0009 | GLOBAL ENTERPRISE, INC. | Livingston Energy Group | No - Product is undergoing FedRAMP review and will not be available for ordering through the BPAs until this process is complete and the platform this product operates on receives an ATO designation or it has been determined does not require one. Purchase this product today through GSA Advantage, but agencies will need to evaluate each product at the agency level to ensure it meets all agency-specific privacy, IT, and cyber supply chain requirements. | OCPP 1.6 | OCPP 1.6 | EV Network Plans & Data Packages | Livingston Charge Port Software - management software (OCPP), driver mobile application, cellular network connectivity. Price per Port. | YR | 454.66 | 386.46 | 15% | Over 100 / 10%
47QMCA22A0009 | GLOBAL ENTERPRISE, INC. | Livingston Energy Group | No - Product is undergoing FedRAMP review and will not be available for ordering through the BPAs until this process is complete and the platform this product operates on receives an ATO designation or it has been determined does not require one. Purchase this product today through GSA Advantage, but agencies will need to evaluate each product at the agency level to ensure it meets all agency-specific privacy, IT, and cyber supply chain requirements. | OCPP 1.6 Fleet | OCPP 1.6 Fleet | EV Network Plans & Data Packages | Livingston Charge Port Software for Fleets - station management software (OCPP) for fleets, driver mobile application, cellular network connectivity. Price per Port | YR | 782.97 | 782.97 | 0% | N/A
47QMCA22A0010 | LIOCE GROUP INC., THE | Blink Charging | No - Product is undergoing FedRAMP review and will not be available for ordering through the BPAs until this process is complete and the platform this product operates on receives an ATO designation or it has been determined does not require one. Purchase this product today through GSA Advantage, but agencies will need to evaluate each product at the agency level to ensure it meets all agency-specific privacy, IT, and cyber supply chain requirements. | SC6-NSP | SC6-NSP | Annual Full Network Services - Series 6 | Annual Full Network Service Program | EA | 290.18 | 264.96 | 8.69%
47QMCA22A000A | PCS ENERGY, LLC | N/A | No - Product is undergoing FedRAMP review and will not be available for ordering through the BPAs until this process is complete and the platform this product operates on receives an ATO designation or it has been determined does not require one. Purchase this product today through GSA Advantage, but agencies will need to evaluate each product at the agency level to ensure it meets all agency-specific privacy, IT, and cyber supply chain requirements. | N/A | N/A | Chargie Software | The Chargie Management Platform manages Station Activation, Configuration Service, Charger session analytics and billing. Additional features include: secure network connection, Power Management (Circuit Sharing), Driver Access Control via Chargie Driver App, Pricing and Automatic Funds Collection, Reporting, Training and 24x7x365 support. Network is OCPP. RFID Cards, used as an optional activation method, are included for each vehicle and/or driver with purchase of Chargie software. Replacement cards are available at an additional cost $0.01/EA. Additional per site Network Activation Fee applies based on number of chargers per site. Minimum: $120, Maximum: $500. | MO | 20 | 20 | 0% | N/A
47QMCA22A000A | PCS ENERGY, LLC | N/A | No - Product is undergoing FedRAMP review and will not be available for ordering through the BPAs until this process is complete and the platform this product operates on receives an ATO designation or it has been determined does not require one. Purchase this product today through GSA Advantage, but agencies will need to evaluate each product at the agency level to ensure it meets all agency-specific privacy, IT, and cyber supply chain requirements. | N/A | N/A | Network Configuration | Network Configuration Fee per charger. | EA | 229.24 | 229.24 | 0% | N/A
47QMCA22A000X | SIEMENS INDUSTRY, INC. | SIEMENS | No - Product is undergoing FedRAMP review and will not be available for ordering through the BPAs until this process is complete and the platform this product operates on receives an ATO designation or it has been determined does not require one. Purchase this product today through GSA Advantage, but agencies will need to evaluate each product at the agency level to ensure it meets all agency-specific privacy, IT, and cyber supply chain requirements. | US2:ACCHARGE1 | N/A | Level 2 AC Charger - ONE year license fee | Level 2 AC Charger - ONE year license fee "per charger" for EVSP service - 1 year service that includes technical support, remote firmware upgrades, remote resets, remote diagnostics, RFID management, aggregated charger reporting and driver app; plus financial and consumption reporting, billing and payment management for owners, driver billing and charger network visibility via app. Siemens will direct bill after year one. On-boarding fee required. | EA | 171.74 | 171.74 | 0% | 1-49 Units: 0% 50+ Units: 3% 100+ Units: 7%
47QMCA22A000X | SIEMENS INDUSTRY, INC. | SIEMENS | No - Product is undergoing FedRAMP review and will not be available for ordering through the BPAs until this process is complete and the platform this product operates on receives an ATO designation or it has been determined does not require one. Purchase this product today through GSA Advantage, but agencies will need to evaluate each product at the agency level to ensure it meets all agency-specific privacy, IT, and cyber supply chain requirements. | US2:ACCHARGE3 | N/A | Level 2 AC Charger -THREE year license fee | Level 2 AC Charger -THREE year license fee "per charger" for EVSP service - 3 year service that includes technical support, remote firmware upgrades, remote resets, remote diagnostics, RFID management, aggregated charger reporting and driver app; plus financial and consumption reporting, billing and payment management for owners, driver billing and charger network visibility via app. Siemens will direct bill after year one. On-boarding fee required. | EA | 519.72 | 519.72 | 0% | 1-49 Units: 0% 50+ Units: 3% 100+ Units: 7%
47QMCA22A000X | SIEMENS INDUSTRY, INC. | SIEMENS | No - Product is undergoing FedRAMP review and will not be available for ordering through the BPAs until this process is complete and the platform this product operates on receives an ATO designation or it has been determined does not require one. Purchase this product today through GSA Advantage, but agencies will need to evaluate each product at the agency level to ensure it meets all agency-specific privacy, IT, and cyber supply chain requirements. | US2:ACCHARGE5 | N/A | Level 2 AC Charger - FIVE year License fee | Level 2 AC Charger - FIVE year License fee "per charger" for EVSP service - 5 year service that includes technical support, remote firmware upgrades, remote resets, remote diagnostics, RFID management, aggregated charger reporting and driver app; plus financial and consumption reporting, billing and payment management for owners, driver billing and charger network visibility via app. Siemens will direct bill after year one. On-boarding fee required. | EA | 865.84 | 865.84 | 0% | 1-49 Units: 0% 50+ Units: 3% 100+ Units: 7%
47QMCA22A000X | SIEMENS INDUSTRY, INC. | SIEMENS | No - Product is undergoing FedRAMP review and will not be available for ordering through the BPAs until this process is complete and the platform this product operates on receives an ATO designation or it has been determined does not require one. Purchase this product today through GSA Advantage, but agencies will need to evaluate each product at the agency level to ensure it meets all agency-specific privacy, IT, and cyber supply chain requirements. | US2:ACCONTROL1 | N/A | Level 2 AC Charger - ONE year license fee | Level 2 AC Charger - ONE year license fee "per charger" for EVSP service - 1 year service that includes Charge features plus dynamic load control and maximum load management via cloud smart charging. Siemens will direct bill after year one. On-boarding fee required. | EA | 229.17 | 229.17 | 0% | 1-49 Units: 0% 50+ Units: 3% 100+ Units: 7%
47QMCA22A000X | SIEMENS INDUSTRY, INC. | SIEMENS | No - Product is undergoing FedRAMP review and will not be available for ordering through the BPAs until this process is complete and the platform this product operates on receives an ATO designation or it has been determined does not require one. Purchase this product today through GSA Advantage, but agencies will need to evaluate each product at the agency level to ensure it meets all agency-specific privacy, IT, and cyber supply chain requirements. | US2:ACCONTROL3 | N/A | Level 2 AC Charger - THREE year license | Level 2 AC Charger - THREE year license fee "per charger" for EVSP service - 3 year service that includes Charge features plus dynamic load control and maximum load management via cloud smart charging. Siemens will direct bill after year one. On-boarding fee required. | EA | 692.33 | 692.33 | 0% | 1-49 Units: 0% 50+ Units: 3% 100+ Units: 7%
47QMCA22A000X | SIEMENS INDUSTRY, INC. | SIEMENS | No - Product is undergoing FedRAMP review and will not be available for ordering through the BPAs until this process is complete and the platform this product operates on receives an ATO designation or it has been determined does not require one. Purchase this product today through GSA Advantage, but agencies will need to evaluate each product at the agency level to ensure it meets all agency-specific privacy, IT, and cyber supply chain requirements. | US2:ACCONTROL5 | N/A | Level 2 AC Charger - FIVE year License | Level 2 AC Charger - FIVE year License fee "per charger" for EVSP service - 1 year service that includes Charge features plus dynamic load control and maximum load management via cloud smart charging. Siemens will direct bill after year one. On-boarding fee required. | EA | 1154.88 | 1154.88 | 0% | 1-49 Units: 0% 50+ Units: 3% 100+ Units: 7%
47QMCA22A000X | SIEMENS INDUSTRY, INC. | SIEMENS | No - Product is undergoing FedRAMP review and will not be available for ordering through the BPAs until this process is complete and the platform this product operates on receives an ATO designation or it has been determined does not require one. Purchase this product today through GSA Advantage, but agencies will need to evaluate each product at the agency level to ensure it meets all agency-specific privacy, IT, and cyber supply chain requirements. | US2:ACSETUP | N/A | Remote charger startup / integration int | Remote charger startup / integration into Siemens cloud platform for monitoring, control and reporting - one-time cost. NO ON-SITE work. Required for any cloud service. | EA | 89.29 | 89.29 | 0% | 1-49 Units: 0% 50+ Units: 3% 100+ Units: 7%
47QMCA22A000Y | VERDEK, LLC | ChargePoint, Inc. | No - Product is undergoing FedRAMP review and will not be available for ordering through the BPAs until this process is complete and the platform this product operates on receives an ATO designation or it has been determined does not require one. Purchase this product today through GSA Advantage, but agencies will need to evaluate each product at the agency level to ensure it meets all agency-specific privacy, IT, and cyber supply chain requirements. | CPCLD-FLEET-1 | N/A | CPCLD-POWER-1 | Chargepoint Fleet Cloud Service Plan -1 Year Prepay | EA | 202.42 | 200.4 | 1% | N/A
47QMCA22A000Y | VERDEK, LLC | ChargePoint, Inc. | No - Product is undergoing FedRAMP review and will not be available for ordering through the BPAs until this process is complete and the platform this product operates on receives an ATO designation or it has been determined does not require one. Purchase this product today through GSA Advantage, but agencies will need to evaluate each product at the agency level to ensure it meets all agency-specific privacy, IT, and cyber supply chain requirements. | CPCLD-FLEET-3 | N/A | CPCLD-POWER-3 | Chargepoint Fleet Cloud Service Plan -3 Year Prepay | EA | 518.39 | 513.21 | 1% | N/A
47QMCA22A000Y | VERDEK, LLC | ChargePoint, Inc. | No - Product is undergoing FedRAMP review and will not be available for ordering through the BPAs until this process is complete and the platform this product operates on receives an ATO designation or it has been determined does not require one. Purchase this product today through GSA Advantage, but agencies will need to evaluate each product at the agency level to ensure it meets all agency-specific privacy, IT, and cyber supply chain requirements. | CPCLD-FLEET-5 | N/A | CPCLD-POWER-5 | Chargepoint Fleet Cloud Service Plan -5 Year Prepay - (Can only be purchased with CPF-ASSURE4) | EA | 809.67 | 801.57 | 1% | N/A
47QMCA22A000Y | VERDEK, LLC | ChargePoint, Inc. | No - Product is undergoing FedRAMP review and will not be available for ordering through the BPAs until this process is complete and the platform this product operates on receives an ATO designation or it has been determined does not require one. Purchase this product today through GSA Advantage, but agencies will need to evaluate each product at the agency level to ensure it meets all agency-specific privacy, IT, and cyber supply chain requirements. | CTSW-SAS-COMM-1 | N/A | CPCLD-COMMERCIAL-1 | Chargepoint Network Service Plan for CT4000 Chargers- 1 Year | EA | 276.47 | 273.71 | 1% | N/A
47QMCA22A000Y | VERDEK, LLC | ChargePoint, Inc. | No - Product is undergoing FedRAMP review and will not be available for ordering through the BPAs until this process is complete and the platform this product operates on receives an ATO designation or it has been determined does not require one. Purchase this product today through GSA Advantage, but agencies will need to evaluate each product at the agency level to ensure it meets all agency-specific privacy, IT, and cyber supply chain requirements. | CTSW-SAS-COMM-3 | N/A | CPCLD-COMMERCIAL-3 | Chargepoint Network Service Plan for CT4000 Chargers- 3 Year | EA | 696.12 | 689.16 | 1% | N/A
47QMCA22A000Y | VERDEK, LLC | ChargePoint, Inc. | No - Product is undergoing FedRAMP review and will not be available for ordering through the BPAs until this process is complete and the platform this product operates on receives an ATO designation or it has been determined does not require one. Purchase this product today through GSA Advantage, but agencies will need to evaluate each product at the agency level to ensure it meets all agency-specific privacy, IT, and cyber supply chain requirements. | CTSW-SAS-COMM-5 | N/A | CPCLD-COMMERCIAL-5 | Chargepoint Network Service Plan for CT4000 Chargers- 5 Year purchase with ASSURE 4 | EA | 1091.08 | 1080.17 | 1% | N/A
47QMCA22A000Y | VERDEK, LLC | ChargePoint, Inc. | No - Product is undergoing FedRAMP review and will not be available for ordering through the BPAs until this process is complete and the platform this product operates on receives an ATO designation or it has been determined does not require one. Purchase this product today through GSA Advantage, but agencies will need to evaluate each product at the agency level to ensure it meets all agency-specific privacy, IT, and cyber supply chain requirements. | CTSW-SAS-COMM-DC-1 | N/A | CPCLD-ENTERPRISE-DC-1 | Chargepoint DCFC Network Service Plan - 1 Year Renewal | EA | 552.95 | 547.42 | 1% | N/A
47QMCA22A000Y | VERDEK, LLC | ChargePoint, Inc. | No - Product is undergoing FedRAMP review and will not be available for ordering through the BPAs until this process is complete and the platform this product operates on receives an ATO designation or it has been determined does not require one. Purchase this product today through GSA Advantage, but agencies will need to evaluate each product at the agency level to ensure it meets all agency-specific privacy, IT, and cyber supply chain requirements. | CTSW-SAS-COMM-DC-3 | N/A | CPCLD-ENTERPRISE-DC-3 | Chargepoint Network Service Plan for DC Chargers- 3 Year | EA | 1392.24 | 1378.32 | 1% | N/A
47QMCA22A000Y | VERDEK, LLC | ChargePoint, Inc. | No - Product is undergoing FedRAMP review and will not be available for ordering through the BPAs until this process is complete and the platform this product operates on receives an ATO designation or it has been determined does not require one. Purchase this product today through GSA Advantage, but agencies will need to evaluate each product at the agency level to ensure it meets all agency-specific privacy, IT, and cyber supply chain requirements. | CTSW-SAS-COMM-REN- 1 | N/A | CPCLD-COMM-REN-1 | Chargepoint Network Service Plan - 1 Year Renewal | EA | 276.47 | 273.71 | 1% | N/A
47QMCA22A000Y | VERDEK, LLC | ChargePoint, Inc. | No - Product is undergoing FedRAMP review and will not be available for ordering through the BPAs until this process is complete and the platform this product operates on receives an ATO designation or it has been determined does not require one. Purchase this product today through GSA Advantage, but agencies will need to evaluate each product at the agency level to ensure it meets all agency-specific privacy, IT, and cyber supply chain requirements. | CTSW-SAS-COMM-REN-3 | N/A | CPCLD-COMM-REN-3 | Chargepoint Network Service Plan - 3 Year Renewal | EA | 696.12 | 689.16 | 1% | N/A
47QMCA22A000Y | VERDEK, LLC | ChargePoint, Inc. | No - Product is undergoing FedRAMP review and will not be available for ordering through the BPAs until this process is complete and the platform this product operates on receives an ATO designation or it has been determined does not require one. Purchase this product today through GSA Advantage, but agencies will need to evaluate each product at the agency level to ensure it meets all agency-specific privacy, IT, and cyber supply chain requirements. | CPCLD-ENTERPRISE-DC-5 | CPCLD-ENTERPRISE-DC-5 | Network License | Prepaid 5-Yr Enterprise Cloud Plan subscription with advanced station management features | EA | 4027.63 | 3987.35 | 1% | N/A
47QMCA22A000Y | VERDEK, LLC | ChargePoint, Inc. | No - Product is undergoing FedRAMP review and will not be available for ordering through the BPAs until this process is complete and the platform this product operates on receives an ATO designation or it has been determined does not require one. Purchase this product today through GSA Advantage, but agencies will need to evaluate each product at the agency level to ensure it meets all agency-specific privacy, IT, and cyber supply chain requirements. | CPCLD-COMMERCIAL-2 | CPCLD-COMMERCIAL-2 | Network License | 1-yr Network License | EA | 347.61 | 344.13 | 1% | N/A
47QMCA22A000Y | VERDEK, LLC | ChargePoint, Inc. | No - Product is undergoing FedRAMP review and will not be available for ordering through the BPAs until this process is complete and the platform this product operates on receives an ATO designation or it has been determined does not require one. Purchase this product today through GSA Advantage, but agencies will need to evaluate each product at the agency level to ensure it meets all agency-specific privacy, IT, and cyber supply chain requirements. | CPCLD-ENTERPRISE-EXPP-1 | CPCLD-ENTERPRISE-EXPP-1 | Network License | 1 Prepaid Year Enterprise Cloud Plan | EA | 1495.22 | 1480.27 | 1% | N/A
47QMCA22A000Y | VERDEK, LLC | ChargePoint, Inc. | No - Product is undergoing FedRAMP review and will not be available for ordering through the BPAs until this process is complete and the platform this product operates on receives an ATO designation or it has been determined does not require one. Purchase this product today through GSA Advantage, but agencies will need to evaluate each product at the agency level to ensure it meets all agency-specific privacy, IT, and cyber supply chain requirements. | CPCLD-ENTERPRISE-EXPP-3 | CPCLD-ENTERPRISE-EXPP-3 | Network License | 3 Prepaid Year Enterprise Cloud Plan | EA | 4038.8 | 3998.41 | 1% | N/A
47QMCA22A000Y | VERDEK, LLC | ChargePoint, Inc. | No - Product is undergoing FedRAMP review and will not be available for ordering through the BPAs until this process is complete and the platform this product operates on receives an ATO designation or it has been determined does not require one. Purchase this product today through GSA Advantage, but agencies will need to evaluate each product at the agency level to ensure it meets all agency-specific privacy, IT, and cyber supply chain requirements. | CPCLD-ENTERPRISE-EXPP-5 | CPCLD-ENTERPRISE-EXPP-5 | Network License | 5 Prepaid Year Enterprise Cloud Plan | EA | 5983.89 | 5924.05 | 1% | N/A
47QMCA22A000Y | VERDEK, LLC | EV CONNECT | No - Product is undergoing FedRAMP review and will not be available for ordering through the BPAs until this process is complete and the platform this product operates on receives an ATO designation or it has been determined does not require one. Purchase this product today through GSA Advantage, but agencies will need to evaluate each product at the agency level to ensure it meets all agency-specific privacy, IT, and cyber supply chain requirements. | EVConnect Level 3, 1-Yr License | EVConnect Level 3 1-Yr License | EVConnect Level 3 1-Yr License | EVConnect Level 3 1-Yr License | EA | 758.33 | 750.74 | 1% | N/A
47QMCA22A000Y | VERDEK, LLC | EV CONNECT | No - Product is undergoing FedRAMP review and will not be available for ordering through the BPAs until this process is complete and the platform this product operates on receives an ATO designation or it has been determined does not require one. Purchase this product today through GSA Advantage, but agencies will need to evaluate each product at the agency level to ensure it meets all agency-specific privacy, IT, and cyber supply chain requirements. | EVConnect Level 3, 3-Yr License | EVConnect Level 3 3-Yr License | EVConnect Level 3 3-Yr License | EVConnect Level 3 3-Yr License | EA | 2274.98 | 2252.23 | 1% | N/A
47QMCA22A000Y | VERDEK, LLC | EV CONNECT | No - Product is undergoing FedRAMP review and will not be available for ordering through the BPAs until this process is complete and the platform this product operates on receives an ATO designation or it has been determined does not require one. Purchase this product today through GSA Advantage, but agencies will need to evaluate each product at the agency level to ensure it meets all agency-specific privacy, IT, and cyber supply chain requirements. | EVConnect Level 3, 5-Yr License | EVConnect Level 3 5-Yr License | EVConnect Level 3 5-Yr License | EVConnect Level 3 5-Yr License | EA | 3791.64 | 3753.72 | 1% | N/A
47QMCA22A000Y | VERDEK, LLC | EV CONNECT | No - Product is undergoing FedRAMP review and will not be available for ordering through the BPAs until this process is complete and the platform this product operates on receives an ATO designation or it has been determined does not require one. Purchase this product today through GSA Advantage, but agencies will need to evaluate each product at the agency level to ensure it meets all agency-specific privacy, IT, and cyber supply chain requirements. | EVConnect Level 2, 1-Yr License | EVConnect Level 2 1-Yr License | EVConnect Level 2 1-Yr License | EVConnect Level 2 1-Yr License | EA | 523.32 | 518.09 | 1% | N/A
47QMCA22A000Y | VERDEK, LLC | EV CONNECT | No - Product is undergoing FedRAMP review and will not be available for ordering through the BPAs until this process is complete and the platform this product operates on receives an ATO designation or it has been determined does not require one. Purchase this product today through GSA Advantage, but agencies will need to evaluate each product at the agency level to ensure it meets all agency-specific privacy, IT, and cyber supply chain requirements. | EVConnect Level 2, 3-Yr License | EVConnect Level2 3-Yr License | EVConnect Level 2 3-Yr License | EVConnect Level2 3-Yr License | EA | 1569.97 | 1554.28 | 1% | N/A
47QMCA22A000Y | VERDEK, LLC | EV CONNECT | No - Product is undergoing FedRAMP review and will not be available for ordering through the BPAs until this process is complete and the platform this product operates on receives an ATO designation or it has been determined does not require one. Purchase this product today through GSA Advantage, but agencies will need to evaluate each product at the agency level to ensure it meets all agency-specific privacy, IT, and cyber supply chain requirements. | EVConnect Level 2, 5-Yr License | EVConnect Level2 5-Yr License | EVConnect Level 2 5-Yr License | EVConnect Level2 5-Yr License | EA | 2616.62 | 2590.46 | 1% | N/A
47QMCA22A0012 | PACIFIC LIGHTING MANAGEMENT, INC | EV Connect | No - Product is undergoing FedRAMP review and will not be available for ordering through the BPAs until this process is complete and the platform this product operates on receives an ATO designation or it has been determined does not require one. Purchase this product today through GSA Advantage, but agencies will need to evaluate each product at the agency level to ensure it meets all agency-specific privacy, IT, and cyber supply chain requirements. | L2-Fleet-Add-on | EVCON_L2-FLEET-ADD-ON | EV-CONNECT FLEET L2 NETWORK SERVICE | Fleet: Most comprehensive package that optimizes fleet readiness and costs of ownership. Includes Depot Dashboard with real-time operational information from chargers and vehicles, station alerts and notifications. Includes Advance Energy Managementfeatures such as electricity cost tracking, station load limits and balancing, scheduled charging, and fleet charging optimization. Includes Fleet vehicle management, fleet telematics integration and data reporting. Includes Quarterly site performance review, Station Remote Monitoring and Technical Support, D river Mobile App and 24/7 Driver Support. The Price is per port for the period of agreement. | EA | 53.42 | 53.42 | 0%
47QMCA22A0012 | PACIFIC LIGHTING MANAGEMENT, INC | EV Connect | No - Product is undergoing FedRAMP review and will not be available for ordering through the BPAs until this process is complete and the platform this product operates on receives an ATO designation or it has been determined does not require one. Purchase this product today through GSA Advantage, but agencies will need to evaluate each product at the agency level to ensure it meets all agency-specific privacy, IT, and cyber supply chain requirements. | L3-Fleet-Add-on | EVCON_L3-FLEET-ADD-ON | EV-CONNECT FLEET L3 NETWORK SERVICE | Optimize: Superior package with advanced energy management features to manage station costs and revenue – including load limit scheduling and balancing, meter data reporting and analytics; address more complex driver needs such as Station's Reservations. Includes Quarterly site performance review, Station Remote Monitoring and Technical Support, Driver Mobile App and 24/7 Driver Support. The Price is per port for the period of agreement. The price is for a ONE-year subscription. Multi-year subscription discounts apply. | EA | 107.93 | 107.93 | 0%
47QMCA22A0012 | PACIFIC LIGHTING MANAGEMENT, INC | EV Connect | No - Product is undergoing FedRAMP review and will not be available for ordering through the BPAs until this process is complete and the platform this product operates on receives an ATO designation or it has been determined does not require one. Purchase this product today through GSA Advantage, but agencies will need to evaluate each product at the agency level to ensure it meets all agency-specific privacy, IT, and cyber supply chain requirements. | L3-Optimize-Dual Port Add-on | EVCON_L3-OPTIMIZE-DUAL PORT ADD-ON | EV-CONNECT SECOND PORT L3 NETWORK SERVICE | Optimize: Superior package with advanced energy management features to manage station costs and revenue – including load limit scheduling and balancing, meter data reporting and analytics; address more complex driver needs such as Station's Reservations. Includes Quarterly site performance review, Station Remote Monitoring and Technical Support, Driver Mobile App and 24/7 Driver Support. The Price is per port for the period of agreement. The price is for a ONE-year subscription. Multi-year subscription discounts apply. | EA | 272.55 | 272.55 | 0%
47QMCA22A0012 | PACIFIC LIGHTING MANAGEMENT, INC | EV Connect | No - Product is undergoing FedRAMP review and will not be available for ordering through the BPAs until this process is complete and the platform this product operates on receives an ATO designation or it has been determined does not require one. Purchase this product today through GSA Advantage, but agencies will need to evaluate each product at the agency level to ensure it meets all agency-specific privacy, IT, and cyber supply chain requirements. | L3-Optimize-Single Port | EVCON_L3-OPTIMIZE-SINGLE PORT | EV-CONNECT L3 NETWORK SERVICE | Optimize: Superior package with advanced energy management features to manage station costs and revenue including load limit scheduling and balancing, meter d ata reporting and analytics; address more complex driver needs such as Station's Reservations. Includes Quarterly site performance review, Station Remote Monit oring and Technical Support, Driver Mobile App and 24/7 Driver Support. The Price is per port for the period of agreement. | EA | 648.68 | 648.68 | 0% | Multi-year subscription discounts apply
47QMCA22A0012 | PACIFIC LIGHTING MANAGEMENT, INC | EV Connect | No - Product is undergoing FedRAMP review and will not be available for ordering through the BPAs until this process is complete and the platform this product operates on receives an ATO designation or it has been determined does not require one. Purchase this product today through GSA Advantage, but agencies will need to evaluate each product at the agency level to ensure it meets all agency-specific privacy, IT, and cyber supply chain requirements. | Operate-L2-ENO | EVCON_OPERATE-L2-ENO | EV-CONNECT BASIC L2 NETWORK SERVICE | Operate: Basic package for station management for site hosts with simple charging needs. Includes Access Control, Operational Dashboard, Flexible Pricing Options, Station Remote Monitoring and Technical Support, Driver Mobile App and 24/7 Driver Support. Includes roaming and platform integrations. The Price is per port for the period of agreement. | EA | 272.55 | 272.55 | 0% | Multi-year subscription discounts apply
47QMCA22A0012 | PACIFIC LIGHTING MANAGEMENT, INC | EV Connect | No - Product is undergoing FedRAMP review and will not be available for ordering through the BPAs until this process is complete and the platform this product operates on receives an ATO designation or it has been determined does not require one. Purchase this product today through GSA Advantage, but agencies will need to evaluate each product at the agency level to ensure it meets all agency-specific privacy, IT, and cyber supply chain requirements. | Optimize-L2-ENZ | EVCON_OPTIMIZE-L2-ENZ | EV-CONNECT PREMIUM L2 NETWORK SERVICE | Optimize: Superior package with advanced energy management features to manage station costs and revenue including load limit scheduling and balancing, meter d ata reporting and analytics; address more complex driver needs such as Station's Reservations. Includes Quarterly site performance review, Station Remote Monit oring and Technical Support, Driver Mobile App and 24/7 Driver Support. The Price is per port for the period of agreement. | EA | 467.7 | 467.7 | 0% | Multi-year subscription discounts apply
47QMCA22A0012 | PACIFIC LIGHTING MANAGEMENT, INC | Blink Charging | No - Product is undergoing FedRAMP review and will not be available for ordering through the BPAs until this process is complete and the platform this product operates on receives an ATO designation or it has been determined does not require one. Purchase this product today through GSA Advantage, but agencies will need to evaluate each product at the agency level to ensure it meets all agency-specific privacy, IT, and cyber supply chain requirements. | SC6-NSP | SC6-NSP | SERIES 6 ANNUAL FULL NETWORK SERVICE PROGRAM | Series 6 Annual Full Network Service Program | EA | 216.02 | 216.02 | 0% | Spot discounts at order level or multiyear subscription
47QMCA22A0012 | PACIFIC LIGHTING MANAGEMENT, INC | Blink Charging | No - Product is undergoing FedRAMP review and will not be available for ordering through the BPAs until this process is complete and the platform this product operates on receives an ATO designation or it has been determined does not require one. Purchase this product today through GSA Advantage, but agencies will need to evaluate each product at the agency level to ensure it meets all agency-specific privacy, IT, and cyber supply chain requirements. | SC7-NSP | SC7-NSP | SERIES 7 FULL NETWORK SERVICE PROGRAM (2 PLUGS) | Series 7 Full Network Service Program (2 plugs) | EA | 378.04 | 378.04 | 0% | Spot discounts at order level or multiyear subscription
47QMCA22A0012 | PACIFIC LIGHTING MANAGEMENT, INC | Blink Charging | No - Product is undergoing FedRAMP review and will not be available for ordering through the BPAs until this process is complete and the platform this product operates on receives an ATO designation or it has been determined does not require one. Purchase this product today through GSA Advantage, but agencies will need to evaluate each product at the agency level to ensure it meets all agency-specific privacy, IT, and cyber supply chain requirements. | SC8-NSP | SC8-NSP | SERIES 8 FULL NETWORK SERVICE PROGRAM (2 PLUGS) | Series 8 Full Network Service Program (2 plugs) | EA | 432 | 432 | 0% | Spot discounts at order level or multiyear subscription

## CLIN 0009 - Operation, Repair &
BPA Number | Organization Name | MANUFACTURER NAME | Available for Order Through BPA Today | MFR PART NO | DEALER PART NO (if applicable) | PRODUCT NAME | PRODUCT DESCRIPTION | UOI | DISCOUNT PRICE OFFERED TO GSA (including IFF) | BPA Price Offered | BPA Discount to MAS | Additional Quantity/Volume Discounts | Parts Discount
47QMCA22A0001 | ABM FACILITY SUPPORT SERVICES, LLC | ABB E-mobility Inc. | Yes | 6AGC068162 | N/A | Parts Warranty | Parts only extended warranty - HVC-150 Power Cabinet for 1 additional year (3 years total) | EA | 3047.46 | 3047.46 | 0%
47QMCA22A0001 | ABM FACILITY SUPPORT SERVICES, LLC | ABB E-mobility Inc. | Yes | 6AGC068165 | N/A | Parts Warranty | Parts only extended warranty - HVC-150 Power Cabinet for 3 additional year (5 years total) | EA | 9142.37 | 9142.37 | 0%
47QMCA22A0001 | ABM FACILITY SUPPORT SERVICES, LLC | ABB E-mobility Inc. | Yes | 6AGC068169 | N/A | Parts Warranty | Parts only extended warranty - One HVC-150 Depot Charge Box (Dispenser) for 1 additional year (3 years total) | EA | 661.82 | 661.82 | 0%
47QMCA22A0001 | ABM FACILITY SUPPORT SERVICES, LLC | ABB E-mobility Inc. | Yes | 6AGC068171 | N/A | Parts Warranty | Parts only extended warranty - One HVC-150 Depot Charge Box (Dispenser) for 3 additional years (5 years total) | EA | 1985.47 | 1985.47 | 0%
47QMCA22A0001 | ABM FACILITY SUPPORT SERVICES, LLC | ABB E-mobility Inc. | Yes | 6AGC068175 | N/A | Parts Warranty | Parts only extended warranty - Terra 54 for 1 additional year (3 years total) | EA | 1529.53 | 1529.53 | 0%
47QMCA22A0001 | ABM FACILITY SUPPORT SERVICES, LLC | ABB E-mobility Inc. | Yes | 6AGC068177 | N/A | Parts Warranty | Parts only extended warranty - Terra 54 for 3 additional year (5 years total) | EA | 4588.6 | 4588.6 | 0%
47QMCA22A0001 | ABM FACILITY SUPPORT SERVICES, LLC | ABB E-mobility Inc. | Yes | 6AGC068179 | N/A | Parts Warranty | Parts only extended warranty - Terra 175 HP ChargePost for 1 additional year (3 years total) | EA | 3256.36 | 3256.36 | 0%
47QMCA22A0001 | ABM FACILITY SUPPORT SERVICES, LLC | ABB E-mobility Inc. | Yes | 6AGC068180 | N/A | Parts Warranty | Parts only extended warranty - Terra 175 HP ChargePost for 2 additional years (4 years total) | EA | 5758.7 | 5758.7 | 0%
47QMCA22A0001 | ABM FACILITY SUPPORT SERVICES, LLC | ABB E-mobility Inc. | Yes | 6AGC068181 | N/A | Parts Warranty | Parts only extended warranty - Terra 175 HP ChargePost for 3 additional years (5 years total) | EA | 7508.98 | 7508.98 | 0%
47QMCA22A0001 | ABM FACILITY SUPPORT SERVICES, LLC | ABB E-mobility Inc. | Yes | 6AGC072758-t54 | N/A | Accessory | Integrated payment terminal for Terra 54 to facilitate payment by credit card and NFC (Near Field Communication) * The ABB Web Solution Payment annual subscription is required to operate the payment terminal. ** Terminal is delivered as a separate device. Installation on the charger in the field during SAT/service visit. Associated labor cost to install is not included on this line item. | EA | 1701.43 | 1701.43 | 0%
47QMCA22A0001 | ABM FACILITY SUPPORT SERVICES, LLC | ABB E-mobility Inc. | Yes | 6AGC084266 | N/A | Parts Warranty | Parts only extended warranty - Terra 124 for 1 additional year (3 years total) | EA | 2635.17 | 2635.17 | 0%
47QMCA22A0001 | ABM FACILITY SUPPORT SERVICES, LLC | ABB E-mobility Inc. | Yes | 6AGC084267 | N/A | Parts Warranty | Parts only extended warranty - Terra 124 for 2 additional year (4 years total) | EA | 5272.29 | 5272.29 | 0%
47QMCA22A0001 | ABM FACILITY SUPPORT SERVICES, LLC | ABB E-mobility Inc. | Yes | 6AGC084268 | N/A | Parts Warranty | Parts only extended warranty - Terra 124 for 3 additional year (5 years total) | EA | 7909.43 | 7909.43 | 0%
47QMCA22A0001 | ABM FACILITY SUPPORT SERVICES, LLC | ABB E-mobility Inc. | Yes | 6AGC084275 | N/A | Parts Warranty | Parts only extended warranty - Terra 184 for 1 additional year (3 years total) | EA | 3305.2 | 3305.2 | 0%
47QMCA22A0001 | ABM FACILITY SUPPORT SERVICES, LLC | ABB E-mobility Inc. | Yes | 6AGC084276 | N/A | Parts Warranty | Parts only extended warranty - Terra 184 for 2 additional year (4 years total) | EA | 6606.49 | 6606.49 | 0%
47QMCA22A0001 | ABM FACILITY SUPPORT SERVICES, LLC | ABB E-mobility Inc. | Yes | 6AGC084277 | N/A | Parts Warranty | Parts only extended warranty - Terra 184 for 3 additional year (5 years total) | EA | 9911.69 | 9911.69 | 0%
47QMCA22A0001 | ABM FACILITY SUPPORT SERVICES, LLC | ABB E-mobility Inc. | Yes | 6AGC085633 | N/A | Parts Warranty | Parts only extended warranty - Terra 94 for 1 additional year (3 years total) | EA | 2303.08 | 2303.08 | 0%
47QMCA22A0001 | ABM FACILITY SUPPORT SERVICES, LLC | ABB E-mobility Inc. | Yes | 6AGC085634 | N/A | Parts Warranty | Parts only extended warranty - Terra 94 for 2 additional year (4 years total) | EA | 4604.22 | 4604.22 | 0%
47QMCA22A0001 | ABM FACILITY SUPPORT SERVICES, LLC | ABB E-mobility Inc. | Yes | 6AGC085635 | N/A | Parts Warranty | Parts only extended warranty - Terra 94 for 3 additional year (5 years total) | EA | 6907.31 | 6907.31 | 0%
47QMCA22A0001 | ABM FACILITY SUPPORT SERVICES, LLC | ABB E-mobility Inc. | Yes | 6AGC100306 | N/A | Parts Warranty | Parts only extended warranty - Terra DC Wallbox for 1 additional year (3 years total, Includes shipping of replacement unit inbound and outbound) | EA | 917.62 | 917.62 | 0%
47QMCA22A0001 | ABM FACILITY SUPPORT SERVICES, LLC | ABB E-mobility Inc. | Yes | 6AGC100308 | N/A | Parts Warranty | Parts only extended warranty - Terra DC Wallbox for 3 additional years (5 years total, Includes shipping of replacement unit inbound and outbound) | EA | 3303.42 | 3303.42 | 0%
47QMCA22A0001 | ABM FACILITY SUPPORT SERVICES, LLC | ABB E-mobility Inc. | Yes | 6AGC105932 | N/A | Parts Warranty | Parts only extended warranty - Terra 175 HP Power Cabinet for 1 additional year (3 years total) | EA | 2283.55 | 2283.55 | 0%
47QMCA22A0001 | ABM FACILITY SUPPORT SERVICES, LLC | ABB E-mobility Inc. | Yes | 6AGC105937 | N/A | Parts Warranty | Parts only extended warranty - Terra 175 HP Power Cabinet for 3 additional years (5 years total) | EA | 9112.74 | 9112.74 | 0%
47QMCA22A0001 | ABM FACILITY SUPPORT SERVICES, LLC | ABB E-mobility Inc. | Yes | 6AGC105938 | N/A | Parts Warranty | Parts only extended warranty - Terra 175 HP Power Cabinet for 2 additional years (4 years total) | EA | 5323.08 | 5323.08 | 0%
47QMCA22A0001 | ABM FACILITY SUPPORT SERVICES, LLC | ABB E-mobility Inc. | Yes | DCWBPM | N/A | Labor Warranty | One preventative maintenance - Terra DC Wallbox (must be scheduled in advance, sites with multiple ABB stations will have the PMs done at the same time, pricing includes 2 hours of drive time by service technician - remote sites may incur an additional travel-time surcharge) * All shipping charges and sales tax are paid by customer. ABB will cover travel costs to the site if the charger is within a metropolitan area of 1 million inhabitants or more and has been commissioned by ABB personnel or ABB trained and approved service partner. See ABB metropolitan travel documentation for additional information. The charger installation location is not based in one of these than the labor provision is subject to travel charges as needed to Accessoryess the site. Prevailing Wage , Union Wage or other adders to wage are not included in standard warranty pricing. If a customized labor pricing category is needed please request a custom priced SLA. Please see ABB Terms and Conditions for complete warranty description for each product | EA | 1222.45 | 1222.45 | 0%
47QMCA22A0001 | ABM FACILITY SUPPORT SERVICES, LLC | ABB E-mobility Inc. | Yes | EW1LDCWB | N/A | Labor Warranty | On-site labor extended warranty - Terra DC Wallbox for up to 3 years (must be purchased with parts only warranty for equivalent time frame, does not include PM) Note* Years 1 &2 in the included standard warranty for parts only will be upgraded to include labor when this item is purchased. * Parts recommended to be replaced as part of the preventative maintenance schedule not included in the extended warranty pricing unless specifically stated otherwise. All shipping charges and sales tax are paid by customer. ABB will cover travel costs to the site if the charger is within a metropolitan area of 1 million inhabitants or more and has been commissioned by ABB personnel or ABB trained and approved service partner. See ABB metropolitan travel documentation for additional information. The charger installation location is not based in one of these than the labor provision is subject to travel charges as needed to Accessoryess the site.Prevailing Wage , Union Wage or other adders to wage are not included in standard warranty pricing. If a customized labor pricing category is needed please request a custom priced SLA. Please see ABB Terms and Conditions for complete warranty description for each product | EA | 2144.86 | 2144.86 | 0%
47QMCA22A0001 | ABM FACILITY SUPPORT SERVICES, LLC | ABB E-mobility Inc. | Yes | EW1LHVC150DB | N/A | Labor Warranty | On-site labor extended warranty - One HVC-150 Depot Charge Box (Dispenser) for up to 3 years (must be purchased with parts only warranty for equivalent time frame, does not include PM) * Parts recommended to be replaced as part of the preventative maintenance schedule not included in the extended warranty pricing unless specifically stated otherwise. All shipping charges and sales tax are paid by customer. ABB will cover travel costs to the site if the charger is within a metropolitan area of 1 million inhabitants or more and has been commissioned by ABB personnel or ABB trained and approved service partner. See ABB metropolitan travel documentation for additional information. The charger installation location is not based in one of these than the labor provision is subject to travel charges as needed to Accessoryess the site. Prevailing Wage , Union Wage or other adders to wage are not included in standard warranty pricing. If a customized labor pricing category is needed please request a custom priced SLA. Please see ABB Terms and Conditions for complete warranty description for each product | EA | 790.35 | 790.35 | 0%
47QMCA22A0001 | ABM FACILITY SUPPORT SERVICES, LLC | ABB E-mobility Inc. | Yes | EW1LHVC150PC | N/A | Labor Warranty | On-site labor extended warranty - HVC-150 Power Cabinet for up to 3 years (must be purchased with parts only warranty for equivalent time frame, does not include PM) * Parts recommended to be replaced as part of the preventative maintenance schedule not included in the extended warranty pricing unless specifically stated otherwise. All shipping charges and sales tax are paid by customer. ABB will cover travel costs to the site if the charger is within a metropolitan area of 1 million inhabitants or more and has been commissioned by ABB personnel or ABB trained and approved service partner. See ABB metropolitan travel documentation for additional information. The charger installation location is not based in one of these than the labor provision is subject to travel charges as needed to Accessoryess the site. Prevailing Wage , Union Wage or other adders to wage are not included in standard warranty pricing. If a customized labor pricing category is needed please request a custom priced SLA. Please see ABB Terms and Conditions for complete warranty description for each product | EA | 4214.33 | 4214.33 | 0%
47QMCA22A0001 | ABM FACILITY SUPPORT SERVICES, LLC | ABB E-mobility Inc. | Yes | EW1LT1X4 | N/A | Labor Warranty | On-site labor extended warranty - Terra 124 or 184 for 1 additional year (3 years total). Must be purchased with parts only extended warranty for equivalent timeframe. * Parts recommended to be replaced as part of the preventative maintenance schedule not included in the extended warranty pricing unless specifically stated otherwise. All shipping charges and sales tax are paid by customer. ABB will cover travel costs to the site if the charger is within a metropolitan area of 1 million inhabitants or more and has been commissioned by ABB personnel or ABB trained and approved service partner. See ABB metropolitan travel documentation for additional information. The charger installation location is not based in one of these than the labor provision is subject to travel charges as needed to Accessoryess the site. Prevailing Wage , Union Wage or other adders to wage are not included in standard warranty pricing. If a customized labor pricing category is needed please request a custom priced SLA. Please see ABB Terms and Conditions for complete warranty description for each product | EA | 2876.32 | 2876.32 | 0%
47QMCA22A0001 | ABM FACILITY SUPPORT SERVICES, LLC | ABB E-mobility Inc. | Yes | EW1LT54 | N/A | Labor Warranty | On-site labor extended warranty - Terra 54 for 1 additional year (3 years total). Must be purchased with parts only extended warranty for equivalent timeframe. * Parts recommended to be replaced as part of the preventative maintenance schedule not included in the extended warranty pricing unless specifically stated otherwise. All shipping charges and sales tax are paid by customer. ABB will cover travel costs to the site if the charger is within a metropolitan area of 1 million inhabitants or more and has been commissioned by ABB personnel or ABB trained and approved service partner. See ABB metropolitan travel documentation for additional information. The charger installation location is not based in one of these than the labor provision is subject to travel charges as needed to Accessoryess the site. Prevailing Wage , Union Wage or other adders to wage are not included in standard warranty pricing. If a customized labor pricing category is needed please request a custom priced SLA. Please see ABB Terms and Conditions for complete warranty description for each product | EA | 1098.86 | 1098.86 | 0%
47QMCA22A0001 | ABM FACILITY SUPPORT SERVICES, LLC | ABB E-mobility Inc. | Yes | EW1LT94 | N/A | Labor Warranty | On-site labor extended warranty - Terra 94 for 1 additional year (3 years total). Must be purchased with parts only extended warranty for equivalent timeframe. * Parts recommended to be replaced as part of the preventative maintenance schedule not included in the extended warranty pricing unless specifically stated otherwise. All shipping charges and sales tax are paid by customer. ABB will cover travel costs to the site if the charger is within a metropolitan area of 1 million inhabitants or more and has been commissioned by ABB personnel or ABB trained and approved service partner. See ABB metropolitan travel documentation for additional information. The charger installation location is not based in one of these than the labor provision is subject to travel charges as needed to Accessoryess the site. Prevailing Wage , Union Wage or other adders to wage are not included in standard warranty pricing. If a customized labor pricing category is needed please request a custom priced SLA. Please see ABB Terms and Conditions for complete warranty description for each product | EA | 1486.44 | 1486.44 | 0%
47QMCA22A0001 | ABM FACILITY SUPPORT SERVICES, LLC | ABB E-mobility Inc. | Yes | EW1LTHP175 | N/A | Labor Warranty | On-site labor extended warranty - Terra 175 HP for up to 3 years (must be purchased with parts only warranty for equivalent time frame, does not include PM). * Parts recommended to be replaced as part of the preventative maintenance schedule not included in the extended warranty pricing unless specifically stated otherwise. All shipping charges and sales tax are paid by customer. ABB will cover travel costs to the site if the charger is within a metropolitan area of 1 million inhabitants or more and has been commissioned by ABB personnel or ABB trained and approved service partner. See ABB metropolitan travel documentation for additional information. The charger installation location is not based in one of these than the labor provision is subject to travel charges as needed to Accessoryess the site. Prevailing Wage , Union Wage or other adders to wage are not included in standard warranty pricing. If a customized labor pricing category is needed please request a custom priced SLA. Please see ABB Terms and Conditions for complete warranty description for each product | EA | 4286.79 | 4286.79 | 0%
47QMCA22A0001 | ABM FACILITY SUPPORT SERVICES, LLC | ABB E-mobility Inc. | Yes | EW1LTHP350 | N/A | Labor Warranty | On-site labor extended warranty - Terra 350 HP for up to 3 years (must be purchased with parts only warranty for equivalent time frame, does not include PM) * Parts recommended to be replaced as part of the preventative maintenance schedule not included in the extended warranty pricing unless specifically stated otherwise. All shipping charges and sales tax are paid by customer. ABB will cover travel costs to the site if the charger is within a metropolitan area of 1 million inhabitants or more and has been commissioned by ABB personnel or ABB trained and approved service partner. See ABB metropolitan travel documentation for additional information. The charger installation location is not based in one of these than the labor provision is subject to travel charges as needed to Accessoryess the site. Prevailing Wage , Union Wage or other adders to wage are not included in standard warranty pricing. If a customized labor pricing category is needed please request a custom priced SLA. Please see ABB Terms and Conditions for complete warranty description for each product | EA | 5455.92 | 5455.92 | 0%
47QMCA22A0001 | ABM FACILITY SUPPORT SERVICES, LLC | ABB E-mobility Inc. | Yes | EW2LT1X4 | N/A | Labor Warranty | On-site labor extended warranty - Terra 124 or 184 for 2 additional years (4 years total). Must be purchased with parts only extended warranty for equivalent timeframe. * Parts recommended to be replaced as part of the preventative maintenance schedule not included in the extended warranty pricing unless specifically stated otherwise. All shipping charges and sales tax are paid by customer. ABB will cover travel costs to the site if the charger is within a metropolitan area of 1 million inhabitants or more and has been commissioned by ABB personnel or ABB trained and approved service partner. See ABB metropolitan travel documentation for additional information. The charger installation location is not based in one of these than the labor provision is subject to travel charges as needed to Accessoryess the site. Prevailing Wage , Union Wage or other adders to wage are not included in standard warranty pricing. If a customized labor pricing category is needed please request a custom priced SLA. Please see ABB Terms and Conditions for complete warranty description for each product | EA | 5536.42 | 5536.42 | 0%
47QMCA22A0001 | ABM FACILITY SUPPORT SERVICES, LLC | ABB E-mobility Inc. | Yes | EW2LT94 | N/A | Labor Warranty | On-site labor extended warranty - Terra 94 for 2 additional years (4 years total). Must be purchased with parts only extended warranty for equivalent timeframe. * Parts recommended to be replaced as part of the preventative maintenance schedule not included in the extended warranty pricing unless specifically stated otherwise. All shipping charges and sales tax are paid by customer. ABB will cover travel costs to the site if the charger is within a metropolitan area of 1 million inhabitants or more and has been commissioned by ABB personnel or ABB trained and approved service partner. See ABB metropolitan travel documentation for additional information. The charger installation location is not based in one of these than the labor provision is subject to travel charges as needed to Accessoryess the site. Prevailing Wage , Union Wage or other adders to wage are not included in standard warranty pricing. If a customized labor pricing category is needed please request a custom priced SLA. Please see ABB Terms and Conditions for complete warranty description for each product | EA | 3162.19 | 3162.19 | 0%
47QMCA22A0001 | ABM FACILITY SUPPORT SERVICES, LLC | ABB E-mobility Inc. | Yes | EW2LTHP175 | N/A | Labor Warranty | On-site labor extended warranty - Terra 175 HP for up to 4 years (must be purchased with parts only warranty for equivalent time frame, does not include PM) * Parts recommended to be replaced as part of the preventative maintenance schedule not included in the extended warranty pricing unless specifically stated otherwise. All shipping charges and sales tax are paid by customer. ABB will cover travel costs to the site if the charger is within a metropolitan area of 1 million inhabitants or more and has been commissioned by ABB personnel or ABB trained and approved service partner. See ABB metropolitan travel documentation for additional information. The charger installation location is not based in one of these than the labor provision is subject to travel charges as needed to Accessoryess the site. Prevailing Wage , Union Wage or other adders to wage are not included in standard warranty pricing. If a customized labor pricing category is needed please request a custom priced SLA. Please see ABB Terms and Conditions for complete warranty description for each product | EA | 7794.18 | 7794.18 | 0%
47QMCA22A0001 | ABM FACILITY SUPPORT SERVICES, LLC | ABB E-mobility Inc. | Yes | EW2LTHP350 | N/A | Labor Warranty | On-site labor extended warranty - Terra 350 HP for up to 4 years (must be purchased with parts only warranty for equivalent time frame, does not include PM). * Parts recommended to be replaced as part of the preventative maintenance schedule not included in the extended warranty pricing unless specifically stated otherwise. All shipping charges and sales tax are paid by customer. ABB will cover travel costs to the site if the charger is within a metropolitan area of 1 million inhabitants or more and has been commissioned by ABB personnel or ABB trained and approved service partner. See ABB metropolitan travel documentation for additional information. The charger installation location is not based in one of these than the labor provision is subject to travel charges as needed to Accessoryess the site. Prevailing Wage , Union Wage or other adders to wage are not included in standard warranty pricing. If a customized labor pricing category is needed please request a custom priced SLA. Please see ABB Terms and Conditions for complete warranty description for each product | EA | 10911.84 | 10911.84 | 0%
47QMCA22A0001 | ABM FACILITY SUPPORT SERVICES, LLC | ABB E-mobility Inc. | Yes | EW3LDCWB | N/A | Labor Warranty | On-site labor extended warranty - Terra DC Wallbox for up to 5 years (must be purchased with parts only warranty for equivalent time frame, does not include PM) Note* Years 1 &2 in the included standard warranty for parts only will be upgraded to include labor when this item is purchased. * Parts recommended to be replaced as part of the preventative maintenance schedule not included in the extended warranty pricing unless specifically stated otherwise. All shipping charges and sales tax are paid by customer. ABB will cover travel costs to the site if the charger is within a metropolitan area of 1 million inhabitants or more and has been commissioned by ABB personnel or ABB trained and approved service partner. See ABB metropolitan travel documentation for additional information. The charger installation location is not based in one of these than the labor provision is subject to travel charges as needed to Accessoryess the site. Prevailing Wage , Union Wage or other adders to wage are not included in standard warranty pricing. If a customized labor pricing category is needed please request a custom priced SLA. Please see ABB Terms and Conditions for complete warranty description for each product | EA | 3574.77 | 3574.77 | 0%
47QMCA22A0001 | ABM FACILITY SUPPORT SERVICES, LLC | ABB E-mobility Inc. | Yes | EW3LHVC150DB | N/A | Labor Warranty | On-site labor extended warranty - One HVC-150 Depot Charge Box (Dispenser) for up to 5 years (must be purchased with parts only warranty for equivalent time frame, does not include PM) * Parts recommended to be replaced as part of the preventative maintenance schedule not included in the extended warranty pricing unless specifically stated otherwise. All shipping charges and sales tax are paid by customer. ABB will cover travel costs to the site if the charger is within a metropolitan area of 1 million inhabitants or more and has been commissioned by ABB personnel or ABB trained and approved service partner. See ABB metropolitan travel documentation for additional information. The charger installation location is not based in one of these than the labor provision is subject to travel charges as needed to Accessoryess the site. Prevailing Wage , Union Wage or other adders to wage are not included in standard warranty pricing. If a customized labor pricing category is needed please request a custom priced SLA. Please see ABB Terms and Conditions for complete warranty description for each product | EA | 2371.06 | 2371.06 | 0%
47QMCA22A0001 | ABM FACILITY SUPPORT SERVICES, LLC | ABB E-mobility Inc. | Yes | EW3LHVC150PC | N/A | Labor Warranty | On-site labor extended warranty - HVC-150 Power Cabinet for up to 5 years (must be purchased with parts only warranty for equivalent time frame, does not include PM). * Parts recommended to be replaced as part of the preventative maintenance schedule not included in the extended warranty pricing unless specifically stated otherwise. All shipping charges and sales tax are paid by customer. ABB will cover travel costs to the site if the charger is within a metropolitan area of 1 million inhabitants or more and has been commissioned by ABB personnel or ABB trained and approved service partner. See ABB metropolitan travel documentation for additional information. The charger installation location is not based in one of these than the labor provision is subject to travel charges as needed to Accessoryess the site. Prevailing Wage , Union Wage or other adders to wage are not included in standard warranty pricing. If a customized labor pricing category is needed please request a custom priced SLA. Please see ABB Terms and Conditions for complete warranty description for each product | EA | 12642.96 | 12642.96 | 0%
47QMCA22A0001 | ABM FACILITY SUPPORT SERVICES, LLC | ABB E-mobility Inc. | Yes | EW3LT1X4 | N/A | Labor Warranty | On-site labor extended warranty - Terra 124 or 184 for 3 additional years (5 years total). Must be purchased with parts only extended warranty for equivalent timeframe. * Parts recommended to be replaced as part of the preventative maintenance schedule not included in the extended warranty pricing unless specifically stated otherwise. All shipping charges and sales tax are paid by customer. ABB will cover travel costs to the site if the charger is within a metropolitan area of 1 million inhabitants or more and has been commissioned by ABB personnel or ABB trained and approved service partner. See ABB metropolitan travel documentation for additional information. The charger installation location is not based in one of these than the labor provision is subject to travel charges as needed to Accessoryess the site. Prevailing Wage , Union Wage or other adders to wage are not included in standard warranty pricing. If a customized labor pricing category is needed please request a custom priced SLA. Please see ABB Terms and Conditions for complete warranty description for each product | EA | 7497.74 | 7497.74 | 0%
47QMCA22A0001 | ABM FACILITY SUPPORT SERVICES, LLC | ABB E-mobility Inc. | Yes | EW3LT54 | N/A | Labor Warranty | On-site labor extended warranty - Terra 54 for 3 additional years (5 years total). Must be purchased with parts only extended warranty for equivalent timeframe. * Parts recommended to be replaced as part of the preventative maintenance schedule not included in the extended warranty pricing unless specifically stated otherwise. All shipping charges and sales tax are paid by customer. ABB will cover travel costs to the site if the charger is within a metropolitan area of 1 million inhabitants or more and has been commissioned by ABB personnel or ABB trained and approved service partner. See ABB metropolitan travel documentation for additional information. The charger installation location is not based in one of these than the labor provision is subject to travel charges as needed to Accessoryess the site. Prevailing Wage , Union Wage or other adders to wage are not included in standard warranty pricing. If a customized labor pricing category is needed please request a custom priced SLA. Please see ABB Terms and Conditions for complete warranty description for each product | EA | 3296.58 | 3296.58 | 0%
47QMCA22A0001 | ABM FACILITY SUPPORT SERVICES, LLC | ABB E-mobility Inc. | Yes | EW3LT94 | N/A | Labor Warranty | On-site labor extended warranty - Terra 94 for 3 additional years (5 years total). Must be purchased with parts only extended warranty for equivalent timeframe. * Parts recommended to be replaced as part of the preventative maintenance schedule not included in the extended warranty pricing unless specifically stated otherwise. All shipping charges and sales tax are paid by customer. ABB will cover travel costs to the site if the charger is within a metropolitan area of 1 million inhabitants or more and has been commissioned by ABB personnel or ABB trained and approved service partner. See ABB metropolitan travel documentation for additional information. The charger installation location is not based in one of these than the labor provision is subject to travel charges as needed to Accessoryess the site. Prevailing Wage , Union Wage or other adders to wage are not included in standard warranty pricing. If a customized labor pricing category is needed please request a custom priced SLA. Please see ABB Terms and Conditions for complete warranty description for each product | EA | 4304.65 | 4304.65 | 0%
47QMCA22A0001 | ABM FACILITY SUPPORT SERVICES, LLC | ABB E-mobility Inc. | Yes | EW3LTHP175 | N/A | Labor Warranty | On-site labor extended warranty - Terra 175 HP for up to 5 years (must be purchased with parts only warranty for equivalent time frame, does not include PM) * Parts recommended to be replaced as part of the preventative maintenance schedule not included in the extended warranty pricing unless specifically stated otherwise. All shipping charges and sales tax are paid by customer. ABB will cover travel costs to the site if the charger is within a metropolitan area of 1 million inhabitants or more and has been commissioned by ABB personnel or ABB trained and approved service partner. See ABB metropolitan travel documentation for additional information. The charger installation location is not based in one of these than the labor provision is subject to travel charges as needed to Accessoryess the site. Prevailing Wage , Union Wage or other adders to wage are not included in standard warranty pricing. If a customized labor pricing category is needed please request a custom priced SLA. Please see ABB Terms and Conditions for complete warranty description for each product | EA | 11691.26 | 11691.26 | 0%
47QMCA22A0001 | ABM FACILITY SUPPORT SERVICES, LLC | ABB E-mobility Inc. | Yes | EW3LTHP350 | N/A | Labor Warranty | On-site labor extended warranty - Terra 350 HP for up to 5 years (must be purchased with parts only warranty for equivalent time frame, does not include PM)* Parts recommended to be replaced as part of the preventative maintenance schedule not included in the extended warranty pricing unless specifically stated otherwise. All shipping charges and sales tax are paid by customer. ABB will cover travel costs to the site if the charger is within a metropolitan area of 1 million inhabitants or more and has been commissioned by ABB personnel or ABB trained and approved service partner. See ABB metropolitan travel documentation for additional information. The charger installation location is not based in one of these than the labor provision is subject to travel charges as needed to Accessoryess the site. Prevailing Wage , Union Wage or other adders to wage are not included in standard warranty pricing. If a customized labor pricing category is needed please request a custom priced SLA. Please see ABB Terms and Conditions for complete warranty description for each product | EA | 16367.76 | 16367.76 | 0%
47QMCA22A0001 | ABM FACILITY SUPPORT SERVICES, LLC | ABB E-mobility Inc. | Yes | HVC150PM | N/A | Labor Warranty | One preventative maintenance - HVC-150 (must be scheduled in advance, sites with multiple ABB stations will have the PMs done at the same time, pricing includes 2 hours of drive time by service technician - remote sites may incur an additional travel-time surcharge)* All shipping charges and sales tax are paid by customer. ABB will cover travel costs to the site if the charger is within a metropolitan area of 1 million inhabitants or more and has been commissioned by ABB personnel or ABB trained and approved service partner. See ABB metropolitan travel documentation for additional information. The charger installation location is not based in one of these than the labor provision is subject to travel charges as needed to Accessoryess the site. Prevailing Wage , Union Wage or other adders to wage are not included in standard warranty pricing. If a customized labor pricing category is needed please request a custom priced SLA. Please see ABB Terms and Conditions for complete warranty description for each product | EA | 2953.57 | 2953.57 | 0%
47QMCA22A0001 | ABM FACILITY SUPPORT SERVICES, LLC | ABB E-mobility Inc. | Yes | T175PM | N/A | Labor Warranty | One preventative maintenance - Terra 175 HP (must be scheduled in advance, sites with multiple ABB stations will have the PMs done at the same time, pricing includes 2 hours of drive time by service technician - remote sites may incur an additional travel-time surcharge) * All shipping charges and sales tax are paid by customer. ABB will cover travel costs to the site if the charger is within a metropolitan area of 1 million inhabitants or more and has been commissioned by ABB personnel or ABB trained and approved service partner. See ABB metropolitan travel documentation for additional information. The charger installation location is not based in one of these than the labor provision is subject to travel charges as needed to Accessoryess the site. Prevailing Wage , Union Wage or other adders to wage are not included in standard warranty pricing. If a customized labor pricing category is needed please request a custom priced SLA. Please see ABB Terms and Conditions for complete warranty description for each product | EA | 2953.57 | 2953.57 | 0%
47QMCA22A0001 | ABM FACILITY SUPPORT SERVICES, LLC | ABB E-mobility Inc. | Yes | T350PM | N/A | Labor Warranty | One preventative maintenance - Terra 350 HP (must be scheduled in advance, sites with multiple ABB stations will have the PMs done at the same time, pricing includes 2 hours of drive time by service technician - remote sites may incur an additional travel-time surcharge) * All shipping charges and sales tax are paid by customer. ABB will cover travel costs to the site if the charger is within a metropolitan area of 1 million inhabitants or more and has been commissioned by ABB personnel or ABB trained and approved service partner. See ABB metropolitan travel documentation for additional information. The charger installation location is not based in one of these than the labor provision is subject to travel charges as needed to Accessoryess the site. Prevailing Wage , Union Wage or other adders to wage are not included in standard warranty pricing. If a customized labor pricing category is needed please request a custom priced SLA. Please see ABB Terms and Conditions for complete warranty description for each product | EA | 3333.72 | 3333.72 | 0%
47QMCA22A0001 | ABM FACILITY SUPPORT SERVICES, LLC | ABB E-mobility Inc. | Yes | T54-2545B | N/A | Accessory | Terra 54 Cable Management Solution (Includes one cable retrActivationor, order qty 2 for stations with two cables) | EA | 1367.38 | 1367.38 | 0%
47QMCA22A0001 | ABM FACILITY SUPPORT SERVICES, LLC | ABB E-mobility Inc. | Yes | T54PM | N/A | Labor Warranty | One preventative maintenance - Terra 54 (must be scheduled in advance, sites with multiple ABB stations will have the PMs done at the same time, pricing includes 2 hours of drive time by service technician - remote sites may incur an additional travel-time surcharge) * All shipping charges and sales tax are paid by customer. ABB will cover travel costs to the site if the charger is within a metropolitan area of 1 million inhabitants or more and has been commissioned by ABB personnel or ABB trained and approved service partner. See ABB metropolitan travel documentation for additional information. The charger installation location is not based in one of these than the labor provision is subject to travel charges as needed to Accessoryess the site. Prevailing Wage , Union Wage or other adders to wage are not included in standard warranty pricing. If a customized labor pricing category is needed please request a custom priced SLA. Please see ABB Terms and Conditions for complete warranty description for each product | EA | 1222.45 | 1222.45 | 0%
47QMCA22A0001 | ABM FACILITY SUPPORT SERVICES, LLC | ABB E-mobility Inc. | Yes | TXX4PM | N/A | Labor Warranty | One preventative maintenance - Terra 94, 124 or 184 (must be scheduled in advance, sites with multiple ABB stations will have the PMs done at the same time, pricing includes 2 hours of drive time by service technician - remote sites may incur an additional travel-time surcharge) * All shipping charges and sales tax are paid by customer. ABB will cover travel costs to the site if the charger is within a metropolitan area of 1 million inhabitants or more and has been commissioned by ABB personnel or ABB trained and approved service partner. See ABB metropolitan travel documentation for additional information. The charger installation location is not based in one of these than the labor provision is subject to travel charges as needed to Accessoryess the site. Prevailing Wage , Union Wage or other adders to wage are not included in standard warranty pricing. If a customized labor pricing category is needed please request a custom priced SLA. Please see ABB Terms and Conditions for complete warranty description for each product | EA | 1495.94 | 1495.94 | 0%
47QMCA22A0001 | ABM FACILITY SUPPORT SERVICES, LLC | ChargePoint | Yes | CPE250-ASSURE-1 | N/A | L3 Assure | 1 prepaid year of ChargePoint Assure for CPE250 stations. Includes Parts and Labor Warranty, Remote Technical Support, On-Site Repairs when needed, Unlimited Configuration Changes, and Reporting. | EA | 4221.16 | 4221.16 | 0%
47QMCA22A0001 | ABM FACILITY SUPPORT SERVICES, LLC | ChargePoint | Yes | CPE250-ASSURE-3 | N/A | L3 Assure | 3 prepaid year of ChargePoint Assure for CPE250 stations. Includes Parts and Labor Warranty, Remote Technical Support, On-Site Repairs when needed, Unlimited Configuration Changes, and Reporting. | EA | 11155.92 | 11155.92 | 0%
47QMCA22A0001 | ABM FACILITY SUPPORT SERVICES, LLC | ChargePoint | Yes | CPE250-ASSURE-5 | N/A | L3 Assure | 5 prepaid years of ChargePoint Assure for CPE250 stations. Includes Parts and Labor Warranty, Remote Technical Support, On-Site Repairs when needed, Unlimited Configuration Changes, and Reporting. | EA | 15578.09 | 15578.09 | 0%
47QMCA22A0001 | ABM FACILITY SUPPORT SERVICES, LLC | ChargePoint | Yes | CPF-ASSURE1 | N/A | L2 Assure | 1 prepaid year of ChargePoint Assure for CPF stations. Includes Parts and Labor Warranty, Remote Technical Support, On-Site Repairs when needed, Unlimited Configuration Changes, and Reporting. | EA | 201.01 | 201.01 | 0%
47QMCA22A0001 | ABM FACILITY SUPPORT SERVICES, LLC | ChargePoint | Yes | CPF-ASSURE3 | N/A | L2 Assure | 3 prepaid year of ChargePoint Assure for CPF stations. Includes Parts and Labor Warranty, Remote Technical Support, On-Site Repairs when needed, Unlimited Configuration Changes, and Reporting. | EA | 512.09 | 512.09 | 0%
47QMCA22A0001 | ABM FACILITY SUPPORT SERVICES, LLC | ChargePoint | Yes | CPF-ASSURE5 | N/A | L2 Assure | 5 prepaid years of ChargePoint Assure. for CPF stations. Includes Parts and Labor Warranty, Remote Technical Support, On-Site Repairs when needed, Unlimited Configuration Changes, and Reporting. | EA | 679.6 | 679.6 | 0%
47QMCA22A0001 | ABM FACILITY SUPPORT SERVICES, LLC | ChargePoint | Yes | CT4000-ASSURE1 | N/A | L2 Assure | 1 prepaid year of ChargePoint Assure for CT4000 stations. Includes Parts and Labor Warranty, Remote Technical Support, On-Site Repairs when needed, Unlimited Configuration Changes, and Reporting. | EA | 741.81 | 741.81 | 0%
47QMCA22A0001 | ABM FACILITY SUPPORT SERVICES, LLC | ChargePoint | Yes | CT4000-ASSURE3 | N/A | L2 Assure | 3 prepaid years of ChargePoint Assure for CT4000 stations. Includes Parts and Labor Warranty, Remote Technical Support, On-Site Repairs when needed, Unlimited Configuration Changes, and Reporting. | EA | 2072.29 | 2072.29 | 0%
47QMCA22A0001 | ABM FACILITY SUPPORT SERVICES, LLC | ChargePoint | Yes | CT4000-ASSURE5 | N/A | L2 Assure | 5 prepaid year of ChargePoint Assure for CT4000 stations. Includes Parts and Labor Warranty, Remote Technical Support, On-Site Repairs when needed, Unlimited Configuration Changes, and Reporting. | EA | 2507.81 | 2507.81 | 0%
47QMCA22A0001 | ABM FACILITY SUPPORT SERVICES, LLC | ChargePoint | Yes | EXPP-BLOCK-ASSURE-1 | N/A | EXPPRESS ASSURE | 1 prepaid year of ChargePoint Assure for EXPP-BLOCK. | EA | 7236.27 | 7236.27 | 0%
47QMCA22A0001 | ABM FACILITY SUPPORT SERVICES, LLC | ChargePoint | Yes | EXPP-BLOCK-ASSURE-3 | N/A | EXPPRESS ASSURE | 3 prepaid year of ChargePoint Assure for EXPP-BLOCK. | EA | 19961.96 | 19961.96 | 0%
47QMCA22A0001 | ABM FACILITY SUPPORT SERVICES, LLC | ChargePoint | Yes | EXPP-BLOCK-ASSURE-5 | N/A | EXPPRESS ASSURE | 5 prepaid year of ChargePoint Assure for EXPP-BLOCK. | EA | 31108.31 | 31108.31 | 0%
47QMCA22A0001 | ABM FACILITY SUPPORT SERVICES, LLC | ChargePoint | Yes | EXPP-PL1000-DC-ASSURE-1 | N/A | EXPPRESS ASSURE | 1 prepaid year of ChargePoint Assure for the Dual Cable EXPP-PL1000. | EA | 1900 | 1900 | 0%
47QMCA22A0001 | ABM FACILITY SUPPORT SERVICES, LLC | ChargePoint | Yes | EXPP-PL1000-DC-ASSURE-3 | N/A | EXPPRESS ASSURE | 3 prepaid year of ChargePoint Assure for the Dual Cable EXPP-PL1000. | EA | 5245.34 | 5245.34 | 0%
47QMCA22A0001 | ABM FACILITY SUPPORT SERVICES, LLC | ChargePoint | Yes | EXPP-PL1000-DC-ASSURE-5 | N/A | EXPPRESS ASSURE | 5 prepaid year of ChargePoint Assure for the Dual Cable EXPP-PL1000. | EA | 8193.45 | 8193.45 | 0%
47QMCA22A0001 | ABM FACILITY SUPPORT SERVICES, LLC | Efacec USA | Yes | EV-CW-Warranty 3rd year | N/A | PC7.2 - Dual-Port Public AC Charger | One Year extended warranty for total of 3 years | EA | 1119.9 | 1119.9 | 0%
47QMCA22A0001 | ABM FACILITY SUPPORT SERVICES, LLC | Efacec USA | Yes | EV-HV175 standalone -Warranty 3rd year | N/A | HV175 STANDALONE | One Year extended warranty for total of 3 years | EA | 7745.72 | 7745.72 | 0%
47QMCA22A0001 | ABM FACILITY SUPPORT SERVICES, LLC | Efacec USA | Yes | EV-HV175-Warranty 3rd year | N/A | HV175 | One Year extended warranty for total of 3 years | EA | 13314.36 | 13314.36 | 0%
47QMCA22A0001 | ABM FACILITY SUPPORT SERVICES, LLC | Efacec USA | Yes | EV-HV350-Warranty 3rd year | N/A | HV350 | One Year extended warranty for total of 3 years | EA | 17669.52 | 17669.52 | 0%
47QMCA22A0001 | ABM FACILITY SUPPORT SERVICES, LLC | Efacec USA | Yes | EV-QC45-Warranty 3rd year | N/A | QC45 | One Year extended warranty for total of 3 years | EA | 4380.05 | 4380.05 | 0%
47QMCA22A0001 | ABM FACILITY SUPPORT SERVICES, LLC | Nuvve | Yes | EVSE-B-P1-H1-1yr WAR | N/A | The Nuvve Powerport | Additional 1 year Warranty for total of 3 years | EA | 550.38 | 550.38 | 0%
47QMCA22A0001 | ABM FACILITY SUPPORT SERVICES, LLC | Blink Charging | Yes | SC6-FRS | N/A | Annual Full Replacement Service Contract | Annual Full On-site Replacement Contract for SemaConnect Series 6 | EA | 382.87 | 382.87 | 0%
47QMCA22A0001 | ABM FACILITY SUPPORT SERVICES, LLC | Blink Charging | Yes | SC7-FRS | N/A | Annual Full Replacement Service Contract-SC7 | Annual Full On-site Replacement Contract for SemaConnect Series 7 and 7Plus. | EA | 382.87 | 382.87 | 0%
47QMCA22A0001 | ABM FACILITY SUPPORT SERVICES, LLC | Blink Charging | Yes | SC8-FRS | N/A | Annual Full Replacement Service Contract-SC8 | Annual Full On-site Replacement Contract for SemaConnect Series 8. | EA | 478.59 | 478.59 | 0%
47QMCA22A0003 | APOLLO SUNGUARD SYSTEMS, INC. | ChargePoint | Yes | CPF-ASSURE1 | N/A | CPF 1YR PREPAID ASSURE PLAN | CPF-ASSURE1 CPF 1yr Prepaid Assure Plan - Full-service maintenance and support program covering all parts and on-site labor per single port on a CPF25 station. Assure also includes station management, remote monitoring, standard monthly summary report, quarterly detailed station usage, and performance metrics. Successful Site Validation required to activate this product. Two units of Assure should be ordered for CPF Dual Stations | EA | 191.79 | 184.66 | 3.72% | N/A
47QMCA22A0003 | APOLLO SUNGUARD SYSTEMS, INC. | ChargePoint | Yes | CPF-ASSURE3 | N/A | CPF 3YR PREPAID ASSURE PLAN | CPF-ASSURE3 CPF 3yr Prepaid Assure Plan - Full-service maintenance and support program covering all parts and on-site labor per single port on a CPF25 station. Assure also includes station management, remote monitoring, standard monthly summary report, quarterly detailed station usage, and performance metrics. Successful Site Validation required to activate this product. Two units of Assure should be ordered for CPF Dual Stations | EA | 489.07 | 470.88 | 3.72% | N/A
47QMCA22A0003 | APOLLO SUNGUARD SYSTEMS, INC. | ChargePoint | Yes | CPF-ASSURE5 | N/A | CPF 5YR PREPAID ASSURE PLAN | CPF-ASSURE5 CPF 5yr Prepaid Assure Plan - Full-service maintenance and support program covering all parts and on-site labor per single port on a CPF25 station. Assure also includes station management, remote monitoring, standard monthly summary report, quarterly detailed station usage, and performance metrics. Successful Site Validation required to activate this product. Two units of Assure should be ordered for CPF Dual Stations | EA | 647.3 | 623.22 | 3.72% | N/A
47QMCA22A0003 | APOLLO SUNGUARD SYSTEMS, INC. | ChargePoint | Yes | CT4000-ASSURE1 | N/A | CT4000 FAMILY ASSURE PLAN - 1 YEAR | CT4000-ASSURE1 1yr Prepaid Assure Plan - Assure is the most comprehensive parts and on-site labor warranty. Parts and On-Site Labor to repair or replace any manufacturing defect and includes station management, remote monitoring of station and proactive repair dispatch. A successful Site Validation is required to activate any ChargePoint Assure product. Assure is priced per station. | EA | 709.63 | 683.23 | 3.72% | N/A
47QMCA22A0003 | APOLLO SUNGUARD SYSTEMS, INC. | ChargePoint | Yes | CT4000-ASSURE3 | N/A | CT4000 FAMILYASSURE PLAN - 3 YEARS | CT4000-ASSURE3 3yr Prepaid Assure Plan - Assure is the most comprehensive parts and on-site labor warranty. Parts and On-Site Labor to repair or replace any manufacturing defect and includes station management, remote monitoring of station and proactive repair dispatch. A successful Site Validation is required to activate any ChargePoint Assure product. Site Validations are sold separately. Assure is priced per station. | EA | 1979.3 | 1905.67 | 3.72% | N/A
47QMCA22A0003 | APOLLO SUNGUARD SYSTEMS, INC. | ChargePoint | Yes | CT4000-ASSURE5 | N/A | CT4000 FAMILYASSURE PLAN - 5 YEARS | CT4000-ASSURE5 5yr Prepaid Assure Plan - Assure is the most comprehensive parts and on-site labor warranty. Parts and On-Site Labor to repair or replace any manufacturing defect and includes station management, remote monitoring of station and proactive repair dispatch. A successful Site Validation is required to activate any ChargePoint Assure product. Site Validations are sold separately. Site Validation and Activation are free if purchasing ASSURE5. Assure is priced per station. | EA | 2392.62 | 2303.61 | 3.72% | N/A
47QMCA22A0003 | APOLLO SUNGUARD SYSTEMS, INC. | ChargePoint | Yes | CPE250 - ASSURE1 | N/A | CPE250 - ASSURE1 | CPE250-ASSURE1 1yr Prepaid Assure Plan (two power modules) - Assure is the most comprehensive parts and on-site labor warranty. Parts and On-Site Labor to repair or replace any manufacturing defect and includes station management, remote monitoring of station and proactive repair dispatch. A successful Site Validation is required to activate any ChargePoint Assure product. Site Validations are sold separately. List price is per power module. CPE250 station contains two power modules. | EA | 4027.65 | 3877.82 | 3.72% | N/A
47QMCA22A0003 | APOLLO SUNGUARD SYSTEMS, INC. | ChargePoint | Yes | CPE250 - ASSURE3 | N/A | CPE250 - ASSURE3 | CPE250-ASSURE3 3yr Prepaid Assure Plan (two power modules) - Assure is the most comprehensive parts and on-site labor warranty. Parts and On-Site Labor to repair or replace any manufacturing defect and includes station management, remote monitoring of station and proactive repair dispatch. A successful Site Validation is required to activate any ChargePoint Assure product. Site Validations are sold separately. List price is per power module. CPE250 station contains two power modules. | EA | 10644.51 | 10248.53 | 3.72% | N/A
47QMCA22A0003 | APOLLO SUNGUARD SYSTEMS, INC. | ChargePoint | Yes | CPE250 - ASSURE 5 | N/A | CPE250 - ASSURE 5 | CPE250-ASSURE5 5yr Prepaid Assure Plan (two power modules) - Assure is the most comprehensive parts and on-site labor warranty. Parts and On-Site Labor to repair or replace any manufacturing defect and includes station management, remote monitoring of station and proactive repair dispatch. A successful Site Validation is required to activate any ChargePoint Assure product. Site Validations are sold separately. List price is per power module. CPE250 station contains two power modules. | EA | 14863.96 | 14311.02 | 3.72% | N/A
47QMCA22A0005 | CARAHSOFT TECHNOLOGY CORPORATION | ChargePoint | Yes | CT4000-ASSURE1 | CT4000-ASSURE1-611 | ChargePoint - L2 Assure | 1 year of ChargePoint Assure for CT4000 stations. Includes Parts and Labor Warranty, Remote Technical Support, On-Site Repairs when needed, Unlimited Configuration Changes, and Reporting. | EA | 765.24 | 742.28 | 3%
47QMCA22A0005 | CARAHSOFT TECHNOLOGY CORPORATION | ChargePoint | Yes | CT4000-ASSURE3 | CT4000-ASSURE3-611 | ChargePoint - L2 Assure | 3 years of ChargePoint Assure for CT4000 stations. Includes Parts and Labor Warranty, Remote Technical Support, On-Site Repairs when needed, Unlimited Configuration Changes, and Reporting. | EA | 2137.73 | 2073.6 | 3%
47QMCA22A0005 | CARAHSOFT TECHNOLOGY CORPORATION | ChargePoint | Yes | CT4000-ASSURE5 | CT4000-ASSURE5-611 | ChargePoint - L2 Assure | 5 years of ChargePoint Assure for CT4000 stations. Includes Parts and Labor Warranty, Remote Technical Support, On-Site Repairs when needed, Unlimited Configuration Changes, and Reporting. | EA | 2587 | 2509.39 | 3%
47QMCA22A0005 | CARAHSOFT TECHNOLOGY CORPORATION | ChargePoint | Yes | CPF-ASSURE1 | CPF-ASSURE1-611 | ChargePoint - L2 Assure | 1 year of ChargePoint Assure for CPF stations. Includes Parts and Labor Warranty, Remote Technical Support, On-Site Repairs when needed, Unlimited Configuration Changes, and Reporting. | EA | 207.36 | 201.13 | 3%
47QMCA22A0005 | CARAHSOFT TECHNOLOGY CORPORATION | ChargePoint | Yes | CPF-ASSURE3 | CPF-ASSURE3-611 | ChargePoint - L2 Assure | 3 yearS of ChargePoint Assure for CPF stations. Includes Parts and Labor Warranty, Remote Technical Support, On-Site Repairs when needed, Unlimited Configuration Changes, and Reporting. | EA | 528.26 | 512.41 | 3%
47QMCA22A0005 | CARAHSOFT TECHNOLOGY CORPORATION | ChargePoint | Yes | CPF-ASSURE5 | CPF-ASSURE5-611 | ChargePoint - L2 Assure | 5 yearS of ChargePoint Assure. for CPF stations. Includes Parts and Labor Warranty, Remote Technical Support, On-Site Repairs when needed, Unlimited Configuration Changes, and Reporting. | EA | 701.06 | 680.03 | 3%
47QMCA22A0005 | CARAHSOFT TECHNOLOGY CORPORATION | ChargePoint | Yes | CPE250-ASSURE-1 | CPE250-ASSURE-1-611 | ChargePoint - L3 Assure | 1 year of ChargePoint Assure for CPE250 stations. Includes Parts and Labor Warranty, Remote Technical Support, On-Site Repairs when needed, Unlimited Configuration Changes, and Reporting. | EA | 4354.46 | 4223.82 | 3%
47QMCA22A0005 | CARAHSOFT TECHNOLOGY CORPORATION | ChargePoint | Yes | CPE250-ASSURE-3 | CPE250-ASSURE-3-611 | ChargePoint - L3 Assure | 3 years of ChargePoint Assure for CPE250 stations. Includes Parts and Labor Warranty, Remote Technical Support, On-Site Repairs when needed, Unlimited Configuration Changes, and Reporting. | EA | 11508.21 | 11162.97 | 3%
47QMCA22A0005 | CARAHSOFT TECHNOLOGY CORPORATION | ChargePoint | Yes | CPE250-ASSURE-5 | CPE250-ASSURE-5-611 | ChargePoint - L3 Assure | 5 years of ChargePoint Assure for CPE250 stations. Includes Parts and Labor Warranty, Remote Technical Support, On-Site Repairs when needed, Unlimited Configuration Changes, and Reporting. | EA | 16070.03 | 15587.92 | 3%
47QMCA22A0006 | DISTRICT FLEET, LLC | EV Connect | Yes | EVC-SHIELD-1 | N/A | EV Connect Shield - Single Port Stations - 1 Year Term | EV Connect Shield: (Single Port Station) A comprehensive parts and labor warranty plan that covers every operational and maintenance aspect of the EV charging station — guaranteeing maximum performance and uptime. With EV Connect as your partner, we’ll make your EV charging experience as seamless and effortless as possible. Includes: Hardware Parts Coverage, Certified On-Site Labor Coverage and Dispatch, Real Time Performance Management, On Site Repairs in 48-72 Hours, Remote Troubleshooting and Support, Remote Proactive Monitoring, Automated Alerts to EV Connect Support team, Routine Network and Firmware Updates and Station Replacement if Needed | EA | 493.7 | 483.83 | 2% |  | 2%
47QMCA22A0006 | DISTRICT FLEET, LLC | EV Connect | Yes | EVC-SHIELD-3 | N/A | EV Connect Shield - Single Port Stations - 3 Year Term | EV Connect Shield: (Single Port Station) A comprehensive parts and labor warranty plan that covers every operational and maintenance aspect of the EV charging station — guaranteeing maximum performance and uptime. With EV Connect as your partner, we’ll make your EV charging experience as seamless and effortless as possible. Includes: Hardware Parts Coverage, Certified On-Site Labor Coverage and Dispatch, Real Time Performance Management, On Site Repairs in 48-72 Hours, Remote Troubleshooting and Support, Remote Proactive Monitoring, Automated Alerts to EV Connect Support team, Routine Network and Firmware Updates and Station Replacement if Needed | EA | 1184.89 | 1161.19 | 2% |  | 2%
47QMCA22A0006 | DISTRICT FLEET, LLC | EV Connect | Yes | EVC-SHIELD-5 | N/A | EV Connect Shield - Single Port Stations - 5 Year Term | EV Connect Shield: (Single Port Station) A comprehensive parts and labor warranty plan that covers every operational and maintenance aspect of the EV charging station — guaranteeing maximum performance and uptime. With EV Connect as your partner, we’ll make your EV charging experience as seamless and effortless as possible. Includes: Hardware Parts Coverage, Certified On-Site Labor Coverage and Dispatch, Real Time Performance Management, On Site Repairs in 48-72 Hours, Remote Troubleshooting and Support, Remote Proactive Monitoring, Automated Alerts to EV Connect Support team, Routine Network and Firmware Updates and Station Replacement if Needed | EA | 1727.96 | 1693.4 | 2% |  | 2%
47QMCA22A0006 | DISTRICT FLEET, LLC | EV Connect | Yes | EVC-SHIELD-DUAL-1 | N/A | EV Connect Shield - Dual Port Add-On - 3 Year Term | Additional EV Connect Shield line item for Dual Port Stations - 1 Year Term | EA | 197.48 | 193.53 | 2% |  | 2%
47QMCA22A0006 | DISTRICT FLEET, LLC | EV Connect | Yes | EVC-SHIELD-DUAL-3 | N/A | EV Connect Shield - Dual Port Add-On - 5 Year Term | Additional EV Connect Shield line item for Dual Port Stations - 1 Year Term | EA | 592.44 | 580.59 | 2% |  | 2%
47QMCA22A0006 | DISTRICT FLEET, LLC | EV Connect | Yes | EVC-SHIELD-DUAL-5 | N/A | EV Connect Shield - Dual Port Add-On - 1 Year Term | Additional EV Connect Shield line item for Dual Port Stations - 1 Year Term | EA | 987.41 | 967.66 | 2% |  | 2%
47QMCA22A0010 | LIOCE GROUP INC., THE | Blink Charging | Yes | EW3LDCWB | EW3LDCWB | 3-years of Labor Only Extended Warranty (Optional) (total of 5) - Highly Recommended | 3-years of Labor Only Extended Warranty (Optional) (total of 5) - Highly Recommended | EA | 3386.4 | 3092.12 | 8.69% | 2% orders over $100,000.00
47QMCA22A0010 | LIOCE GROUP INC., THE | Blink Charging | Yes | EW3LT54 | EW3LT54 | 3-years of Labor Only Extended Warranty (total of 5) - Highly Recommended | 3-years of Labor Only Extended Warranty (total of 5) - Highly Recommended | EA | 3123.43 | 2852 | 8.69% | 2% orders over $100,000.00
47QMCA22A0010 | LIOCE GROUP INC., THE | Blink Charging | Yes | EW3LT1X4 | EW3LT1X4 | 3-years of Labor Only Extended Warranty (total of 5) (Optional) | 3-years of Labor Only Extended Warranty (total of 5) (Optional) | EA | 7103.27 | 6486 | 8.69% | 2% orders over $100,000.00
47QMCA22A0010 | LIOCE GROUP INC., THE | Blink Charging | Yes | EW3LT94 | EW3LT94 | 3-years of Labor Only Extended Warranty (total of 5) (Optional) | 3-years of Labor Only Extended Warranty (total of 5) (Optional) | EA | 4077.58 | 3723.24 | 8.69% | 2% orders over $100,000.00
47QMCA22A0010 | LIOCE GROUP INC., THE | Blink Charging | Yes | 6AGC100308 | 6AGC100308 | 3-years of Parts Only Extended Warranty (Optional) (total of 5) - Highly Recommended | 3-years of Parts Only Extended Warranty (Optional) (total of 5) - Highly Recommended | EA | 3129.47 | 2857.52 | 8.69% | 2% orders over $100,000.00
47QMCA22A0010 | LIOCE GROUP INC., THE | Blink Charging | Yes | 6AGC068177 | 6AGC068177 | 3-years of Parts Only Extended Warranty (total of 5) - Highly Recommended | 3-years of Parts Only Extended Warranty (total of 5) - Highly Recommended | EA | 4346.6 | 3968.88 | 8.69% | 2% orders over $100,000.00
47QMCA22A0010 | LIOCE GROUP INC., THE | Blink Charging | Yes | 6AGC084268 | 6AGC084268 | 3-years of Parts Only Extended Warranty (total of 5) (Optional) | 3-years of Parts Only Extended Warranty (total of 5) (Optional) | EA | 7493.2 | 6842.04 | 8.69% | 2% orders over $100,000.00
47QMCA22A0010 | LIOCE GROUP INC., THE | Blink Charging | Yes | 6AGC084277 | 6AGC084277 | 3-years of Parts Only Extended Warranty (total of 5) (Optional) | 3-years of Parts Only Extended Warranty (total of 5) (Optional) | EA | 9389.92 | 8573.94 | 8.69% | 2% orders over $100,000.00
47QMCA22A0010 | LIOCE GROUP INC., THE | Blink Charging | Yes | 6AGC085635 | 6AGC085635 | 3-years of Parts Only Extended Warranty (total of 5) (Optional) | 3-years of Parts Only Extended Warranty (total of 5) (Optional) | EA | 6543.07 | 5974.48 | 8.69% | 2% orders over $100,000.00
47QMCA22A0010 | LIOCE GROUP INC., THE | Blink Charging | Yes | SC6-FRS | SC6-FRS | Annual Replacement Warranty | Annual Full Replacement Service Series 5,6,7 Contract | EA | 483.63 | 441.6 | 8.69% | 2% orders over $100,000.00
47QMCA22A0010 | LIOCE GROUP INC., THE | Blink Charging | Yes | SC8-FRS | SC8-FRS | Annual Replacement Warranty Series 8 | Annual Full Replacement Service Series 8 Contract | EA | 604.53 | 604.53 | 0% | 2% orders over $100,000.00
47QMCA22A0010 | LIOCE GROUP INC., THE | The Lioce Group, Inc. | Yes | TLGAO | TLGAOG | Annual Device Cleaning & Vandalism Warranty Replacement - Required on any device placed | Annual Device Cleaning & Vandalism Warranty Replacement - Required on any device placed | EA | 580.35 | 580.35 | 0% | 2% orders over $100,000.00
47QMCA22A000X | SIEMENS INDUSTRY, INC. | SIEMENS | Yes | US2:VCEXWAR1YR | N/A | Extended Warranty per Level 2 charger - | Extended Warranty per Level 2 charger - 1 additional year, No In/Out services. Not for Buy American version. | EA | 113.99 | 113.99 | 0% |  | 0%
47QMCA22A000X | SIEMENS INDUSTRY, INC. | SIEMENS | Yes | US2:VCEXWAR2YR | N/A | Extended Warranty per Level 2 charger - | Extended Warranty per Level 2 charger - 2 additional year, No In/Out services. Not for Buy American version. | EA | 194.4 | 194.4 | 0% |  | 0%
47QMCA22A000X | SIEMENS INDUSTRY, INC. | N/A | Yes | N/A | N/A | CLIN 0003 - EVSE Level 2 & DC Fast Emergency On-site Response | CLIN 0003 - EVSE Level 2 & DC Fast Emergency On-site Response Monday through Sunday, 24 hours a day, Emergency Onsite Response will be provided to reduce the costs and disruptions of downtime when an unexpected problem does occur that is not possible to resolve remotely. Siemens will provide this service between scheduled service calls and respond onsite at your facility within 4 hours for emergency conditions, as determined by your staff and Siemens, Monday through Sunday, 24 hours per day, including Holidays, upon receiving notification of an emergency. Non-emergency conditions, as determined by your staff and Siemens, may be incorporated into the next scheduled service call. | HR | See GS-07F-217CA for tiered rates by location | See GS-07F-217CA for tiered rates by location | 1% |  | 0%
47QMCA22A000Y | VERDEK, LLC | ChargePoint | Yes | CPF-ASSURE1 | N/A | CPF-ASSURE1 | Chargepoint Parts and On-site Labor for 1 years to purchase with CPF NON-CMK hardware | EA | 286.35 | 283.49 | 1% |  | 2%
47QMCA22A000Y | VERDEK, LLC | ChargePoint | Yes | CPF-ASSURE3 | N/A | CPF-ASSURE3 | Chargepoint Parts and On-site Labor for 3 years to purchase with CPF NON-CMK hardware | EA | 784.99 | 777.14 | 1% |  | 2%
47QMCA22A000Y | VERDEK, LLC | ChargePoint | Yes | CPF-CMK-ASSURE1 | N/A | CPF-CMK-ASSURE1 | Chargepoint Parts and On-site Labor for 1 years to purchase with CPF WITH CMK hardware | EA | 489.89 | 484.99 | 1% |  | 2%
47QMCA22A000Y | VERDEK, LLC | ChargePoint | Yes | CPF-CMK-ASSURE3 | N/A | CPF-CMK-ASSURE3 | Chargepoint Parts and On-site Labor for 3 years to purchase with CPF WITHCMK hardware | EA | 1303.38 | 1290.35 | 1% |  | 2%
47QMCA22A000Y | VERDEK, LLC | ChargePoint | Yes | CT4000-ASSURE1 | N/A | CT4000-ASSURE1 | Chargepoint Parts and On-site Labor for 1 years to purchase with CT4000 hardware | EA | 730.68 | 723.37 | 1% |  | 2%
47QMCA22A000Y | VERDEK, LLC | ChargePoint | Yes | CT4000-ASSURE3 | N/A | CT4000-ASSURE3 | Chargepoint Parts and On-site Labor for 3 years to purchase with CT4000 hardware | EA | 2038.01 | 2017.63 | 1% |  | 2%
47QMCA22A000Y | VERDEK, LLC | ABB E-mobility Inc. | Yes | 6AGC068175 | 6AGC068175 | 3 Yr Parts Warranty | Additional 1-yr parts warranty | EA | 1577.83 | 1562.06 | 1% |  | 2%
47QMCA22A000Y | VERDEK, LLC | ABB E-mobility Inc. | Yes | 6AGC068176 | 6AGC068176 | 4 Yr Parts Warranty | Additional 2-yr parts warranty | EA | 3155.72 | 3124.16 | 1% |  | 2%
47QMCA22A000Y | VERDEK, LLC | ABB E-mobility Inc. | Yes | 6AGC068177 | 6AGC068177 | 5 Yr Parts Warranty | Additional 3-yr parts warranty | EA | 4733.5 | 4686.17 | 1% |  | 2%
47QMCA22A000Y | VERDEK, LLC | ABB E-mobility Inc. | Yes | EW1LT54 | EW1LT54 | Parts an Labor Warranty | On-site labor extended warranty - up to 3 years | EA | 1133.56 | 1122.23 | 1% |  | 2%
47QMCA22A000Y | VERDEK, LLC | ABB E-mobility Inc. | Yes | EW2LT54 | EW2LT54 | Parts an Labor Warranty | On-site labor extended warranty - up to 4 years | EA | 2267.12 | 2244.45 | 1% |  | 2%
47QMCA22A000Y | VERDEK, LLC | ABB E-mobility Inc. | Yes | EW3LT54 | EW3LT54 | Parts an Labor Warranty | On-site labor extended warranty - up to 5 years | EA | 3400.68 | 3366.68 | 1% |  | 2%
47QMCA22A000Y | VERDEK, LLC | ABB E-mobility Inc. | Yes | 6AGC100306 | 6AGC100306 | 3 Yr Parts Warranty | Parts only extended warranty - Terra DC Wallbox for 1 additional year | EA | 869.32 | 860.63 | 1% |  | 2%
47QMCA22A000Y | VERDEK, LLC | ABB E-mobility Inc. | Yes | 6AGC100307 | 6AGC100307 | 4 Yr Parts Warranty | Parts only extended warranty - Terra DC Wallbox for 2 additional year | EA | 1912.51 | 1893.38 | 1% |  | 2%
47QMCA22A000Y | VERDEK, LLC | ABB E-mobility Inc. | Yes | 6AGC100308 | 6AGC100308 | 5 Yr Parts Warranty | Parts only extended warranty - Terra DC Wallbox for 3 additional year | EA | 3129.55 | 3098.26 | 1% |  | 2%
47QMCA22A000Y | VERDEK, LLC | ABB E-mobility Inc. | Yes | EW1LDCWB | EW1LDCWB | 3 Yr Parts And Labor Warranty | On-site labor extended warranty - Terra DC Wallbox for up to 3 years | EA | 2031.97 | 2011.65 | 1% |  | 2%
47QMCA22A000Y | VERDEK, LLC | ABB E-mobility Inc. | Yes | EW2LDCWB | EW2LDCWB | 4 Yr Parts And Labor Warranty | On-site labor extended warranty - Terra DC Wallbox for up to 4 years | EA | 2709.29 | 2682.2 | 1% |  | 2%
47QMCA22A000Y | VERDEK, LLC | ABB E-mobility Inc. | Yes | EW3LDCWB | EW3LDCWB | 5 Yr Parts And Labor Warranty | On-site labor extended warranty - Terra DC Wallbox for up to 5 years | EA | 3386.62 | 3352.75 | 1% |  | 2%
47QMCA22A000Y | VERDEK, LLC | ABB E-mobility Inc. | Yes | EW2LT94 | EW2LT94 | 4 Yr Parts And Labor Warranty | On-site labor extended warranty - Terra 94 for 2 additional years (4 years total) | EA | 3262.04 | 3229.42 | 1% |  | 2%
47QMCA22A000Y | VERDEK, LLC | ABB E-mobility Inc. | Yes | EW2LT1X4 | EW2LT1X4 | 5 Yr Parts And Labor Warranty | On-site labor extended warranty - Terra 94 for 3 additional years | EA | 4440.59 | 4396.18 | 1% |  | 2%
47QMCA22A000Y | VERDEK, LLC | ABB E-mobility Inc. | Yes | EW3LT1X4PM | EW3LT1X4PM | 5 Yr Parts And Labor Warranty | On-site labor extended warranty w/ PM - Terra 124 or 184 for 3 additional years | EA | 13907.21 | 13768.14 | 1% |  | 2%
47QMCA22A000Y | VERDEK, LLC | ABB E-mobility Inc. | Yes | EW2LTHP350 | EW2LTHP350 | 4 Yr Parts And Labor Warranty | On-site labor extended warranty - Terra 350 HP for up to 4 years | EA | 11256.42 | 11143.86 | 1% |  | 2%
47QMCA22A000Y | VERDEK, LLC | ABB E-mobility Inc. | Yes | EW3LTHP350 | EW3LTHP350 | 5 Yr Parts And Labor Warranty | On-site labor extended warranty - Terra 350 HP for up to 5 years ( | EA | 16884.63 | 16715.79 | 1% |  | 2%
47QMCA22A000Y | VERDEK, LLC | ABB E-mobility Inc. | Yes | EW2LHVC150PC | EW2LHVC150PC | 4 Yr Parts And Labor Warranty | On-site labor extended warranty - HVC-150 Power Cabinet for up to 4 years | EA | 8694.81 | 8607.86 | 1% |  | 2%
47QMCA22A000Y | VERDEK, LLC | ABB E-mobility Inc. | Yes | EW3LHVC150PC | EW3LHVC150PC | 5 Yr Parts And Labor Warranty | On-site labor extended warranty - HVC-150 Power Cabinet for up to 5 years | EA | 13042.22 | 12911.79 | 1% |  | 2%
47QMCA22A000Y | VERDEK, LLC | CHARGEPOINT | Yes | CPE250-ASSURE-1 | CPE250-ASSURE-1 | Extended warranty | 1 prepaid year of ChargePoint Assure for CPE250 stations. | EA | 4354.46 | 4310.91 | 1% |  | 2%
47QMCA22A000Y | VERDEK, LLC | CHARGEPOINT | Yes | CPE250-ASSURE-2 | CPE250-ASSURE-2 | Extended warranty | 2 prepaid year of ChargePoint Assure for CPE250 stations. | EA | 8294.21 | 8211.26 | 1% |  | 2%
47QMCA22A000Y | VERDEK, LLC | CHARGEPOINT | Yes | CPE250-ASSURE-3 | CPE250-ASSURE-3 | Extended warranty | 3 prepaid year of ChargePoint Assure for CPE250 stations. | EA | 11508.21 | 11393.13 | 1% |  | 2%
47QMCA22A000Y | VERDEK, LLC | CHARGEPOINT | Yes | CPE250-ASSURE-4 | CPE250-ASSURE-4 | Extended warranty | 4 prepaid year of ChargePoint Assure for CPE250 stations. | EA | 14100.15 | 13959.15 | 1% |  | 2%
47QMCA22A000Y | VERDEK, LLC | CHARGEPOINT | Yes | CPE250-ASSURE-5 | CPE250-ASSURE-5 | Extended warranty | 5 prepaid year of ChargePoint Assure for CPE250 stations. | EA | 16070.03 | 15909.32 | 1% |  | 2%
47QMCA22A000Y | VERDEK, LLC | CHARGEPOINT | Yes | CT4000-ASSURE5 | CT4000-ASSURE5 | Network License | 5-yr Extended Warranty | EA | 2587 | 2561.13 | 1% |  | 2%
47QMCA22A000Y | VERDEK, LLC | CHARGEPOINT | Yes | EXPP-PL1000-DC-ASSURE-1 | EXPP-PL1000-DC-ASSURE-1 | Extended warranty | 1 prepaid year of ChargePoint Assure for the Dual Cable EXPP-PL1000. | EA | 1980 | 1960.2 | 1% |  | 2%
47QMCA22A000Y | VERDEK, LLC | CHARGEPOINT | Yes | EXPP-PL1000-DC-ASSURE-2 | EXPP-PL1000-DC-ASSURE-2 | Extended warranty | 2 prepaid year of ChargePoint Assure for the Dual Cable EXPP-PL1000. | EA | 3835.31 | 3796.96 | 1% |  | 2%
47QMCA22A000Y | VERDEK, LLC | CHARGEPOINT | Yes | EXPP-PL1000-DC-ASSURE-3 | EXPP-PL1000-DC-ASSURE-3 | Extended warranty | 3 prepaid year of ChargePoint Assure for the Dual Cable EXPP-PL1000. | EA | 5466.2 | 5411.53 | 1% |  | 2%
47QMCA22A000Y | VERDEK, LLC | CHARGEPOINT | Yes | EXPP-PL1000-DC-ASSURE-4 | EXPP-PL1000-DC-ASSURE-4 | Extended warranty | 4 prepaid year of ChargePoint Assure for the Dual Cable EXPP-PL1000. | EA | 7037.23 | 6966.86 | 1% |  | 2%
47QMCA22A000Y | VERDEK, LLC | CHARGEPOINT | Yes | EXPP-PL1000-DC-ASSURE-5 | EXPP-PL1000-DC-ASSURE-5 | Extended warranty | 5 prepaid year of ChargePoint Assure for the Dual Cable EXPP-PL1000. | EA | 8538.44 | 8453.05 | 1% |  | 2%
47QMCA22A000Y | VERDEK, LLC | CHARGEPOINT | Yes | EXPP-PL1000-DC-ASSUREPRO-1 | EXPP-PL1000-DC-ASSUREPRO-1 | Extended warranty | 1 prepaid year of ChargePoint Assure Pro for the Dual Cable EXPP-PL1000. | EA | 2827.86 | 2799.58 | 1% |  | 2%
47QMCA22A000Y | VERDEK, LLC | CHARGEPOINT | Yes | EXPP-PL1000-DC-ASSUREPRO-2 | EXPP-PL1000-DC-ASSUREPRO-2 | Extended warranty | 2 prepaid year of ChargePoint Assure Pro for the Dual Cable EXPP-PL1000. | EA | 5486.15 | 5431.28 | 1% |  | 2%
47QMCA22A000Y | VERDEK, LLC | CHARGEPOINT | Yes | EXPP-PL1000-DC-ASSUREPRO-3 | EXPP-PL1000-DC-ASSUREPRO-3 | Extended warranty | 3 prepaid year of ChargePoint Assure Pro for the Dual Cable EXPP-PL1000. | EA | 7810.28 | 7732.17 | 1% |  | 2%
47QMCA22A000Y | VERDEK, LLC | CHARGEPOINT | Yes | EXPP-PL1000-DC-ASSUREPRO-4 | EXPP-PL1000-DC-ASSUREPRO-4 | Extended warranty | 4 prepaid year of ChargePoint Assure Pro for the Dual Cable EXPP-PL1000. | EA | 10054.61 | 9954.06 | 1% |  | 2%
47QMCA22A000Y | VERDEK, LLC | CHARGEPOINT | Yes | EXPP-PL1000-DC-ASSUREPRO-5 | EXPP-PL1000-DC-ASSUREPRO-5 | Extended warranty | 5 prepaid year of ChargePoint Assure Pro for the Dual Cable EXPP-PL1000. | EA | 12169.27 | 12047.58 | 1% |  | 2%
47QMCA22A000Y | VERDEK, LLC | CHARGEPOINT | Yes | EXPP-BLOCK-ASSURE-1 | EXPP-BLOCK-ASSURE-1 | Extended warranty | 1 prepaid year of ChargePoint Assure for EXPP-BLOCK. | EA | 7540.96 | 7465.55 | 1% |  | 2%
47QMCA22A000Y | VERDEK, LLC | CHARGEPOINT | Yes | EXPP-BLOCK-ASSURE-2 | EXPP-BLOCK-ASSURE-2 | Extended warranty | 2 prepaid year of ChargePoint Assure for EXPP-BLOCK. | EA | 14623.07 | 14476.84 | 1% |  | 2%
47QMCA22A000Y | VERDEK, LLC | CHARGEPOINT | Yes | EXPP-BLOCK-ASSURE-3 | EXPP-BLOCK-ASSURE-3 | Extended warranty | 3 prepaid year of ChargePoint Assure for EXPP-BLOCK. | EA | 20802.47 | 20594.44 | 1% |  | 2%
47QMCA22A000Y | VERDEK, LLC | CHARGEPOINT | Yes | EXPP-BLOCK-ASSURE-4 | EXPP-BLOCK-ASSURE-4 | Extended warranty | 4 prepaid year of ChargePoint Assure for EXPP-BLOCK. | EA | 26852.19 | 26583.67 | 1% |  | 2%
47QMCA22A000Y | VERDEK, LLC | CHARGEPOINT | Yes | EXPP-BLOCK-ASSURE-5 | EXPP-BLOCK-ASSURE-5 | Extended warranty | 5 prepaid year of ChargePoint Assure for EXPP-BLOCK. | EA | 32418.14 | 32093.95 | 1% |  | 2%
47QMCA22A000Y | VERDEK, LLC | CHARGEPOINT | Yes | EXPP-BLOCK-ASSUREPRO-1 | EXPP-BLOCK-ASSUREPRO-1 | Extended warranty | 1 prepaid year of ChargePoint Assure Pro for EXPP-BLOCK. | EA | 10772.8 | 10665.07 | 1% |  | 2%
47QMCA22A000Y | VERDEK, LLC | CHARGEPOINT | Yes | EXPP-BLOCK-ASSUREPRO-2 | EXPP-BLOCK-ASSUREPRO-2 | Extended warranty | 2 prepaid year of ChargePoint Assure Pro for EXPP-BLOCK. | EA | 20907.2 | 20698.13 | 1% |  | 2%
47QMCA22A000Y | VERDEK, LLC | CHARGEPOINT | Yes | EXPP-BLOCK-ASSUREPRO-3 | EXPP-BLOCK-ASSUREPRO-3 | Extended warranty | 3 prepaid year of ChargePoint Assure Pro for EXPP-BLOCK. | EA | 29744.89 | 29447.44 | 1% |  | 2%
47QMCA22A000Y | VERDEK, LLC | CHARGEPOINT | Yes | EXPP-BLOCK-ASSUREPRO-4 | EXPP-BLOCK-ASSUREPRO-4 | Extended warranty | 4 prepaid year of ChargePoint Assure Pro for EXPP-BLOCK. | EA | 38343.17 | 37959.74 | 1% |  | 2%
47QMCA22A000Y | VERDEK, LLC | CHARGEPOINT | Yes | EXPP-BLOCK-ASSUREPRO-5 | EXPP-BLOCK-ASSUREPRO-5 | Extended warranty | 5 prepaid year of ChargePoint Assure Pro for EXPP-BLOCK. | EA | 46333 | 45869.67 | 1% |  | 2%
47QMCA22A000Y | VERDEK, LLC | FreeWire Technology | Yes | 3-Year On-Site Warranty, Maintenance, and Connectivity | 3-Year On-Site Warranty, Maintenance, and Connectivity | 3-Year On-Site Warranty, Maintenance, and Connectivity | Limited Warranty for 3 Years | EA | 26729.97 | 26462.68 | 1% |  | 2%
47QMCA22A0012 | PACIFIC LIGHTING MANAGEMENT, INC | EV Connect | Yes | EV-Connect Shield Program-Single port | EVCON_EV-CONNECT SHIELD | EV-Connect Hardware Maintenance and Warranty | EV Connect Shield: A comprehensive parts and labor warranty plan that covers every operational and maintenance aspect of the EV charging station — guaranteeing maximum performance and uptime. With EV Connect as your partner, we’ll make your EV charging experience as seamless and effortless as possible. Includes: Hardware Parts Coverage, Certified On-Site Labor Coverage and Dispatch, Real Time Performance Management, On Site Repairs in 48-72 Hours, Remote Troubleshooting and Support, Remote Proactive Monitoring, Automated Alerts to EV Connect Support team, Routine Network and Firmware Updates and Station Replacement if Needed The price is for a ONE-year subscription. Multi-year subscription discounts apply. May not apply to certain models. | EA | 545.11 | 545.11 | 0% |  | 2%
47QMCA22A0012 | PACIFIC LIGHTING MANAGEMENT, INC | EV Connect | Yes | EV-Connect Shield Program- Second port | EVCON_EV-CONNECT SHIELD | EV-Connect Hardware Maintenance and Warranty Add-on | EV Connect Shield: A comprehensive parts and labor warranty plan that covers every operational and maintenance aspect of the EV charging station — guaranteeing maximum performance and uptime. With EV Connect as your partner, we’ll make your EV charging experience as seamless and effortless as possible. Includes: Hardware Parts Coverage, Certified On-Site Labor Coverage and Dispatch, Real Time Performance Management, On Site Repairs in 48-72 Hours, Remote Troubleshooting and Support, Remote Proactive Monitoring, Automated Alerts to EV Connect Support team, Routine Network and Firmware Updates and Station Replacement if Needed The price is for a ONE-year subscription. Multi-year subscription discounts apply. May not apply to certain models. | EA | 218.04 | 218.04 | 0% |  | 2%
47QMCA22A0012 | PACIFIC LIGHTING MANAGEMENT, INC | EVSE LLC | Yes | 3703-ONSITEWARR | EVSELLC_3703-ONSITEWARR | ONSITE WARRANTY FOR EV CHARGER 3703 | Onsite Warranty for 1 year for EV Charger 3703. For more information call us or visit EVSELLC_3703-OnsiteWarr | EA | 655.44 | 642.33 | 2% |  | 0%
47QMCA22A0012 | PACIFIC LIGHTING MANAGEMENT, INC | Blink Charging | Yes | SC6-FRS | SC6-FRS | ANNUAL FULL REPLACEMENT SERVICE CONTRACT | Annual Full On-site Replacement Contract for SemaConnect Series 6, 7, and 7Plus. | EA | 360.04 | 360.04 | 0% |  | N/A
47QMCA22A0012 | PACIFIC LIGHTING MANAGEMENT, INC | Blink Charging | Yes | SC8-FRS | SC8-FRS | ANNUAL FULL REPLACEMENT SERVICE CONTRACT | Annual Full On-site Replacement Contract for SemaConnect Series 8. | EA | 450 | 450 | 0% |  | N/A

## CLIN 0010 - Other Non-Conventio
BPA Number | Organization Name | MANUFACTURER NAME | Available for Order Through BPA Today | MFR PART NO | DEALER PART NO (if applicable) | PRODUCT NAME | PRODUCT DESCRIPTION | UOI | DISCOUNT PRICE OFFERED TO GSA (including IFF) | BPA Price Offered | BPA Discount to MAS | Additional Quantity/Volume Discounts
47QMCA22A0001 | ABM FACILITY SUPPORT SERVICES, LLC | Atom Power | Yes | AS2P60-EVSE | N/A | 60A EVSE Circuit Breaker | The 60A EVSE Circuit Breaker provides 48A for EV charging. | EA | 1948.61 | 1948.61 | 0%
47QMCA22A0001 | ABM FACILITY SUPPORT SERVICES, LLC | Atom Power | Yes | AS2P100-EVSE | N/A | 100A EVSE Circuit Breaker | The 100A EVSE Circuit Breaker provides 80A for EV charging. | EA | 2250.88 | 2250.88 | 0%
47QMCA22A0001 | ABM FACILITY SUPPORT SERVICES, LLC | Atom Power | Yes | AS3P400-EVSE-3R | N/A | EVSE Panelboard NEMA 3R | An electrical panel (400A MLO (Main Lug Only), that holds Atom Power's digital solid state circuit breakers. The circuit breakers also function as chargers. | EA | 7519.4 | 7519.4 | 0%
47QMCA22A0003 | APOLLO SUNGUARD SYSTEMS, INC. | FreeWire | No - Product is undergoing FedRAMP review and will not be available for ordering through the BPAs until this process is complete and the platform this product operates on receives an ATO designation or it has been determined does not require one. Purchase this product today through GSA Advantage, but agencies will need to evaluate each product at the agency level to ensure it meets all agency-specific privacy, IT, and cyber supply chain requirements. | BOOST160S BNDL | N/A | BOOST 150 KWH CHARGER BUNDLE | FreeWire Boost Charger 150. Ultrafast EV Charger with 160kWh Integrated Energy Storage System (BatterY), 150kW output, dual simultaneous ports (CCS/CHAdeMO), mounting template. OCCP 1.6 J compliant | EA | 157475.41 | 151617.32 | 3.72% | N/A

## CLIN 0011 - Accessories
BPA Number | Organization Name | MANUFACTURER NAME | MFR PART NO | DEALER PART NO (if applicable) | PRODUCT NAME | PRODUCT DESCRIPTION | UOI | DISCOUNT PRICE OFFERED TO GSA (including IFF) | BPA Price Offered | BPA Discount to MAS | Additional Quantity/Volume Discounts
47QMCA22A0001 | ABM FACILITY SUPPORT SERVICES, LLC | ABB E-mobility Inc. | 2CEB489802R0001 | N/A | Accessory | Foundation for the power cabinet allows for installation when trenching is not possible HPC175-HVC150 MET FOUND KIT 8IN – NAM | EA | 3551.13 | 3551.13 | 0%
47QMCA22A0001 | ABM FACILITY SUPPORT SERVICES, LLC | ABB E-mobility Inc. | 2CEB489802R0001-hp | N/A | 2CEB489802R0001 | Foundation for the Power Cabinet allows for installation when trenching is not possible HPC175-HVC150 MET FOUND KIT 8IN – NAM * Labor to field install is not included. | EA | 3365.9 | 3365.9 | 0%
47QMCA22A0001 | ABM FACILITY SUPPORT SERVICES, LLC | ABB E-mobility Inc. | 2CEB489802R0002 | N/A | 2CEB489802R0002 | Foundation for the ChargePost allows for installation when trenching is not possible- THP CH POST GENII MET FND KIT 6IN – NAM * Labor to field install is not included. | EA | 2051.1 | 2051.1 | 0%
47QMCA22A0001 | ABM FACILITY SUPPORT SERVICES, LLC | ABB E-mobility Inc. | 2CEB489802R0003 | N/A | 2CEB489802R0003 | Above ground metal foundation for Terra 54/54HV and Terra94/124/184 that supports connection of conduits when trenching is not possible. Labor to field install is not included. | EA | 1682.95 | 1682.95 | 0%
47QMCA22A0001 | ABM FACILITY SUPPORT SERVICES, LLC | ABB E-mobility Inc. | 2CEB489802R0003-T54 | N/A | Accessory | Metal foundation for Terra 54HV / Terra xx4 to allow for side conduit entry. Labor to field install is not included. | EA | 1682.95 | 1682.95 | 0%
47QMCA22A0001 | ABM FACILITY SUPPORT SERVICES, LLC | ABB E-mobility Inc. | 4EPY420133R1 | N/A | Accessory | Optional: Metal foundation for the HVC Power Cabinet to install the power cabinet without having to create a custom concrete foundation (conduit still needs to come from underneath the power cabinet) | EA | 2319.11 | 2319.11 | 0%
47QMCA22A0001 | ABM FACILITY SUPPORT SERVICES, LLC | ABB E-mobility Inc. | 4EPY450059R1 | N/A | ConctS | Driver Care - Web tool to view charger status, user Accessoryess control via PIN/RFID, data reporting, case management (Includes 5 Licenses) | EA | 281.79 | 281.79 | 0%
47QMCA22A0001 | ABM FACILITY SUPPORT SERVICES, LLC | ABB E-mobility Inc. | 4EPY450060R1 | N/A | ConctS | Web Tool Payment NAYAX Credit Card Operating Fee - Annual Operating Fee (Accessoryes to the payment application in Driver Care only, includes 5 licenses) | EA | 89.86 | 89.86 | 0%
47QMCA22A0001 | ABM FACILITY SUPPORT SERVICES, LLC | ABB E-mobility Inc. | 6AGC064780 | N/A | ConctS | Charger Care - Advanced web service tool for advanced users to remotely troubleshoot and/or rectify station issues. Charger Care functionality can differ per charger product family. ABB strives to continuously enhance the functionality to bring a consistent user behavior. | EA | 486.4 | 486.4 | 0%
47QMCA22A0001 | ABM FACILITY SUPPORT SERVICES, LLC | ABB E-mobility Inc. | 6AGC064781 | N/A | ConctS | Charger Connect - Includes GSM connectivity, cellular data plan, live software updates and 24/7 NOC monitoring (Cost per station per year) | EA | 224.64 | 224.64 | 0%
47QMCA22A0001 | ABM FACILITY SUPPORT SERVICES, LLC | ABB E-mobility Inc. | 6AGC069024 | N/A | Accessory | Standalone Pedestal for HVC-150 Depot Charge Box - Optional | EA | 2767.62 | 2767.62 | 0%
47QMCA22A0001 | ABM FACILITY SUPPORT SERVICES, LLC | ABB E-mobility Inc. | 6AGC072758 | N/A | 6AGC072758 | Integrated payment terminal for Terra 94/124/184 to facilitate payment by credit card and NFC (Near Field Communication) * The ABB Web Solution Payment annual subscription is required to operate the payment terminal. ** Terminal is delivered as a separate device. Installation on the charger in the field during SAT/service visit. Associated labor cost to install is not included on this line item. | EA | 1701.43 | 1701.43 | 0%
47QMCA22A0001 | ABM FACILITY SUPPORT SERVICES, LLC | ABB E-mobility Inc. | 6AGC101049 | N/A | 6AGC101049 | Terra 94/124/184 (200A CABLE) Cable Management Solution (Includes one cable retrActivationor, order qty 2 for stations with two cables) Installation on the charger in the field during SAT/service visit. Associated labor cost to install is included on this line item. | EA | 1580.32 | 1580.32 | 0%
47QMCA22A0001 | ABM FACILITY SUPPORT SERVICES, LLC | ABB E-mobility Inc. | 6AGC101049- 400A CABLE | N/A | 6AGC101049- 400A CABLE | Terra 184 Cable Management Solution (Includes one cable retrActivationor, order qty 2 for stations with two cables) Installation on the charger in the field during SAT/service visit. Associated labor cost to install is included on this line item. | EA | 2871.54 | 2871.54 | 0%
47QMCA22A0001 | ABM FACILITY SUPPORT SERVICES, LLC | ABB E-mobility Inc. | 6AGC101786 | N/A | 6AGC101786 | FActivationory installed Nayax VPOS Touch payment terminal for Terra HP Gen 3 Charge Post CE and cTUVus | EA | 1588.01 | 1588.01 | 0%
47QMCA22A0001 | ABM FACILITY SUPPORT SERVICES, LLC | ABB E-mobility Inc. | Pedestal-HVCDB-C | N/A | Accessory | HVC-150 Depot Charge Box Pedestal w/ Integerated Cable Management (Does not require trenching to attach the input wires) | EA | 2871.54 | 2871.54 | 0%
47QMCA22A0001 | ABM FACILITY SUPPORT SERVICES, LLC | ABB E-mobility Inc. | XT4-BUS-002 | N/A | Accessory | Cable Management For Pedestal Mount - Optional (Must be purchased with Metal Pedestal) | EA | 2759 | 2759 | 0%
47QMCA22A0001 | ABM FACILITY SUPPORT SERVICES, LLC | Blink Charging | 01-0210 | N/A | Rectangular Pedestal | Single - Aluminum w/ Green Cap | EA | 709.63 | 709.63 | 0%
47QMCA22A0001 | ABM FACILITY SUPPORT SERVICES, LLC | Blink Charging | 01-0212 | N/A | Triangular Pedestal | Dual - Aluminum w/ Green Cap | EA | 774.24 | 774.24 | 0%
47QMCA22A0001 | ABM FACILITY SUPPORT SERVICES, LLC | Blink Charging | 01-0216 | N/A | Cable Management System – Wall / Pole M | Wall / Pole Mount | EA | 451.19 | 451.19 | 0%
47QMCA22A0001 | ABM FACILITY SUPPORT SERVICES, LLC | Blink Charging | 01-0217 | N/A | Cable Management System – Pedestal Mou | Requires Triangular Pedestal | EA | 1506.48 | 1506.48 | 0%
47QMCA22A0001 | ABM FACILITY SUPPORT SERVICES, LLC | Blink Charging | 01-0218 | N/A | Pole Mount System – Single | Single | EA | 171.21 | 171.21 | 0%
47QMCA22A0001 | ABM FACILITY SUPPORT SERVICES, LLC | Blink Charging | 01-0219 | N/A | Pole Mount System – Dual | Dual | EA | 300.43 | 300.43 | 0%
47QMCA22A0001 | ABM FACILITY SUPPORT SERVICES, LLC | Blink Charging | 01-0222 | N/A | Cable Management System – Ceiling Moun | Ceiling Mount | EA | 451.19 | 451.19 | 0%
47QMCA22A0001 | ABM FACILITY SUPPORT SERVICES, LLC | Blink Charging | 01-0223 | N/A | Cable Management System – Pedestal Mou | Requires Rectangular Pedestal | EA | 1183.44 | 1183.44 | 0%
47QMCA22A0001 | ABM FACILITY SUPPORT SERVICES, LLC | ChargePoint, Inc. | CPE250-Adapter | N/A | CPE250 Hardware | Adapter that allows a CPE250 to be installed on a concrete base/pad designed for CPE200, Black | EA | 827.96 | 827.96 | 0%
47QMCA22A0001 | ABM FACILITY SUPPORT SERVICES, LLC | ChargePoint, Inc. | CPE250C-625-ENABLE | N/A | CPE250 Hardware | Enable upgrade of CPE250 from 50 kW to 62.5 kW | EA | 4785.89 | 4785.89 | 0%
47QMCA22A0001 | ABM FACILITY SUPPORT SERVICES, LLC | ChargePoint, Inc. | CPE250-PAIRINGKIT-F | N/A | CPE250 Hardware | The kit required for each CPE250 station that is to be installed in a paired configuration. | EA | 516.88 | 516.88 | 0%
47QMCA22A0001 | ABM FACILITY SUPPORT SERVICES, LLC | ChargePoint, Inc. | CPE250-TOOLKIT-F | N/A | CPE250 Hardware | CPE250 Tool Kit | EA | 0.01 | 0.01 | 0%
47QMCA22A0001 | ABM FACILITY SUPPORT SERVICES, LLC | ChargePoint, Inc. | CPGW1-LTE | N/A | CPF50 Hardware | The ChargePoint Gateway provides connectivity for CPF25 and CPF50 to ChargePoint's Cloud via a cell to Wi-Fi modem. One gateway can provide connectivity up-to 9 CPF25/CPF50 ports that are within 150 feet line of sight of the gateway. A gateway must be ordered for a new site, or if the site exceeds more than 9 ports, or if the CPF25/CPF50 is installed more than 150 feet from the existing gateway. | EA | 0.01 | 0.01 | 0%
47QMCA22A0001 | ABM FACILITY SUPPORT SERVICES, LLC | ChargePoint, Inc. | CT1000-CPCMF-CNCP00K | N/A | Services | ChargePoint Card in Mailing Folder - Key Fob Size - Order in multiples of 25. Price is per mailing folder. | EA | 4.79 | 4.79 | 0%
47QMCA22A0001 | ABM FACILITY SUPPORT SERVICES, LLC | ChargePoint, Inc. | CT1000-CPCMF-CPFL00K | N/A | Services | The ChargePoint Fleet Card Kit includes 10 Fleet Cards for charging fleet vehicles. Fleet managers log into the admin portal to set up the fleet cards and associate each card with a fleet vehicle. The Card Kit enables managers to track and manage all fleet vehicle charging within the admin portal. The Fleet Cards can be used at stations owned by the organization or public ChargePoint stations. | EA | 67 | 67 | 0%
47QMCA22A0001 | ABM FACILITY SUPPORT SERVICES, LLC | ChargePoint, Inc. | CT1000-CPCMF-XXXXXX | N/A | Services | Custom ChargePoint Cards - 2000 pieces minimum. Special Order. Mailing Folder (one card per mailer) CT1000-CPCMF-XXXXXX $6.00. Custom ChargePoint Cards - 5000 pieces minimum. Special Order. Mailing Folder (one card per mailer) CT1000-CPCMF-XXXXXX $5.00. Custom ChargePoint Cards - 10,000 pieces minimum. Special Order. Mailing Folder (one card per mailer) CT1000-CPCMF-XXXXXX $4.50. | EA | 5.74 | 5.74 | 0%
47QMCA22A0001 | ABM FACILITY SUPPORT SERVICES, LLC | ChargePoint, Inc. | DC-UNIVERSAL-CMT-METRIC | N/A | CPE250 Hardware | Required metal bracket to align conduits and mounting bolts for DC power delivery products when cable entrance is from below. This bracket is to be installed into the foundation before the concrete pad is poured. Metric Units. Required for CPE250 and PDD series. Required kit for all CPE250 Stations | EA | 0.01 | 0.01 | 0%
47QMCA22A0001 | ABM FACILITY SUPPORT SERVICES, LLC | ChargePoint, Inc. | DC-UNIVERSAL-CMT-METRIC-EXPRESS | N/A | EXPPRESS | Required metal bracket to align conduits and mounting bolts for DC power delivery products when cable entrance is from below. This bracket is to be installed into the foundation before the concrete pad is poured. Metric Units. Required for CPE250 and PDD series., Configuring this EXPP option requires a ChargePoint Engineer to review the application and approve the right station configuration. | EA | 0.01 | 0.01 | 0%
47QMCA22A0001 | ABM FACILITY SUPPORT SERVICES, LLC | ChargePoint, Inc. | DC-UNIVERSAL-CMT-METRIC-fleet | N/A | EXPRESS - FLEET ONLY | Required metal bracket to align conduits and mounting bolts for DC power delivery products when cable entrance is from below. This bracket is to be installed into the foundation before the concrete pad is poured. Metric Units. Required for CPE250 and PDD series., Configuring this EXPP option requires a ChargePoint Engineer to review the application and approve the right station configuration. | EA | 0.01 | 0.01 | 0%
47QMCA22A0001 | ABM FACILITY SUPPORT SERVICES, LLC | ChargePoint, Inc. | EXPP-PB1000-500A-PD | N/A | EXPPRESS | The Power Block is the physical enclosure for Power Modules. A Power Block can hold up to 5 Power Modules, Power Modules sold separately. EXPP-BLOCK-500A-PD is rated for 500A. The Power Block Mounting Kit (EXPP-BLOCK-CMT) is required but not included., Configuring this EXPP option requires a ChargePoint Engineer to review the application and approve the right station configuration. | EA | 23570.53 | 23570.53 | 0%
47QMCA22A0001 | ABM FACILITY SUPPORT SERVICES, LLC | ChargePoint, Inc. | EXPP-PB1000-CMT | N/A | EXPPRESS | Metal bracket required for proper alignment of conduits and bolt locations for positioning CP Express Power Block. Required for Power Block. Power Block sold separately., Configuring this EXPP option requires a ChargePoint Engineer to review the application and approve the right station configuration. | EA | 0.01 | 0.01 | 0%
47QMCA22A0001 | ABM FACILITY SUPPORT SERVICES, LLC | ChargePoint, Inc. | EXPP-PM-40KW | N/A | EXPPRESS | 40 kW Power Module for use in Power Block (Priced per power module, each block can take up to 5 Power Module) NOTE: (1=40kW, 2=80kW, 3=120kW, 4=160kW, 5=200kW), Configuring this EXPP option requires a ChargePoint Engineer to review the application and approve the right station configuration. | EA | 10337.53 | 10337.53 | 0%
47QMCA22A0001 | ABM FACILITY SUPPORT SERVICES, LLC | EvoCharge | EVC0101 | N/A | EvoReel | EvoReel 22 ft Cable 3ft interconnect | EA | 1263.48 | 1263.48 | 0%
47QMCA22A0001 | ABM FACILITY SUPPORT SERVICES, LLC | EvoCharge | EVC0103 | N/A | EvoReel | EvoReel 22 ft Cable 20ft interconnect | EA | 1368.77 | 1368.77 | 0%
47QMCA22A0001 | ABM FACILITY SUPPORT SERVICES, LLC | EvoCharge | EVC0121 | N/A | EvoReel | EvoReel 30 ft Cable 3ft interconnect | EA | 1368.77 | 1368.77 | 0%
47QMCA22A0001 | ABM FACILITY SUPPORT SERVICES, LLC | EvoCharge | EVC0123 | N/A | EvoReel | EvoReel 30 ft Cable 20ft interconnect | EA | 1474.06 | 1474.06 | 0%
47QMCA22A0001 | ABM FACILITY SUPPORT SERVICES, LLC | EvoCharge | EVC0201 | N/A | Retractor | Cable Retractor | EA | 631.74 | 631.74 | 0%
47QMCA22A0001 | ABM FACILITY SUPPORT SERVICES, LLC | EvoCharge | EVC0402 | N/A | Pedestal | 4 ft Pedestal | EA | 737.03 | 737.03 | 0%
47QMCA22A0001 | ABM FACILITY SUPPORT SERVICES, LLC | EvoCharge | EVC0403 | N/A | Pedestal | 6 ft Pedestal | EA | 894.96 | 894.96 | 0%
47QMCA22A0001 | ABM FACILITY SUPPORT SERVICES, LLC | EvoCharge | EVC0404 | N/A | Pedestal | 8 ft Pedestal | EA | 1052.9 | 1052.9 | 0%
47QMCA22A0001 | ABM FACILITY SUPPORT SERVICES, LLC | Rhombus Energy Solutions, Inc. | RES-D3-CS20 A, C, E, F, RB | N/A | Sequential charging dispenser (Rhombus, charge only) | • EV Charging Dispenser (Model: RES-D3-CS20) including; o Cable & Connector: CCS1, 200A, CCS1, 25ft. o HMI: 7” Touch Display o Connectivity: Ethernet Only. Utilize wireless connectivity from dispenser #1. o OCPP 1.6J o VectorStat EMS, Datasheet Link o Rhombus Branding, Vinyl o Software Subscriptions and Licenses (2yrs) o Std Warranty (2yrs) o Crating for shipment** * Requires data access via primary dispenser via ethernet. ** Customer responsible for shipping costs and associated liability. Additional (2 to 5) dispensers can be added to 60kW Gen 3 DCFC Bundle (Rhombus, Charge Only) or 125kW Gen 3 DCFC Bundle (Rhombus, Charge Only). | EA | 8471.03 | 8471.03 | 0%
47QMCA22A0001 | ABM FACILITY SUPPORT SERVICES, LLC | Blink Charging | SC-CMS-2 | N/A | Cable Management System, Dual Lanyards | SemaConnect Cable Management System with dual lanyards. Chargers sold separately. | EA | 574.31 | 574.31 | 0%
47QMCA22A0003 | APOLLO SUNGUARD SYSTEMS, INC. | ChargePoint, Inc. | CT4001-CCM | N/A | CT4K CONCRETE MOUNTING KIT | ChargePoint CT4001-CCM Optional CT4000 Bollard Concrete Mounting Kit. Bolts: 5/8 - 11 x 9, F1554 Grade 55 hot-dipped galvanized threaded bolts - 3 ea. Nuts: 5/8 - Heavy Galvanized Hex Nuts (DH Rated) - 12 ea. Washers: Galvanized Washers (ASTM F436) - 9 ea. Plastic Template - 1 ea | EA | 91.1 | 87.71 | 3.72% | N/A
47QMCA22A0003 | APOLLO SUNGUARD SYSTEMS, INC. | ChargePoint, Inc. | CPE250C-625-ENABLE | N/A | CPE250 ENABLE UPGRADE TOKEN | ChargePoint CPE250C-625-ENABLE - Enables upgrade of CPE250 from 50kW to 625 kW | EA | 4794.83 | 4616.46 | 3.72% | N/A
47QMCA22A0003 | APOLLO SUNGUARD SYSTEMS, INC. | ChargePoint, Inc. | CPE250-PAIRINGKIT-F | N/A | CPE250 PAIRING KIT | ChargePoint CPE250-PAIRINGKIT-F - Kit required for each CPE250 station that is to be installed in a paired configuration | EA | 479.48 | 461.64 | 3.72% | N/A
47QMCA22A0004 | BEAM GLOBAL | Beam Global | BUMP30 | N/A | BUMP | Beam Global - Bump Level Battery Upgrade: Upgrade to 32 kWh of battery storage, enough energy to provide approximately 85 e-miles of daily vehicle range, for a total EV ARC 2020 range of up to 235 e-miles in a day. | EA | 4910.78 | 4898.5 | 0.25% | additional 0.75% is offered at 100 units or more on one Purchase Order
47QMCA22A0004 | BEAM GLOBAL | Beam Global | BOOST40 | N/A | BOOST | Beam Global - Boost Level Battery Upgrade: Upgrade to 43 kWh of battery storage, enough energy to provide approximately 120 e-miles of daily vehicle range, for a total EV ARC 2020 range of up to 265 e-miles in a day. | EA | 9821.56 | 9797.01 | 0.25% | additional 0.75% is offered at 100 units or more on one Purchase Order
47QMCA22A0004 | BEAM GLOBAL | Beam Global | EPWR | N/A | EMERGENCY POWER PANEL | Beam Global - Emergency Power Panel Add-on: 120/240V Emergency Power Panel with 6kW output and total continuous power of 25A @ 240V max. • 1x 30A main 240V breaker • 2x 20A push to reset 120V breakers • 1 x 240 V NEMA L14-30 outlet (not GFCI protected) • 2 x 120 V NEMA 5-20 duplex (GFCI protected) • 2 x 120 V NEMA L5-20 outlet (twist lock, GFCI protected) • Lockable polycarbonate cover plate • Cover plate serves as weather protection | EA | 1925.7 | 1920.89 | 0.25% | additional 0.75% is offered at 100 units or more on one Purchase Order
47QMCA22A0004 | BEAM GLOBAL | Beam Global | USB_AC | N/A | AC AND USB OUTLETS | Beam Global - AC and USB Outlets: One GFCI 120 V outlet with two plugs and one outlet with four USB ports for personal electronic device charging. Note: This option will not charge an electric vehicle. It is for charging personal devices like mobile phones and laptops. | EA | 631.12 | 629.54 | 0.25% | additional 0.75% is offered at 100 units or more on one Purchase Order
47QMCA22A0004 | BEAM GLOBAL | Beam Global | BSTP | N/A | BUMPER STOPS | Beam Global - Safety Bollards: Heavy duty safety bollards. | EA | 357.7 | 356.81 | 0.25% | additional 0.75% is offered at 100 units or more on one Purchase Order
47QMCA22A0004 | BEAM GLOBAL | Beam Global | GC | N/A | GRID CONNECT | Beam Global - Grid Connect: Enables EV ARC systems to connect to the utility grid. | EA | 1176 | 1173.06 | 0.25% | additional 0.75% is offered at 100 units or more on one Purchase Order
47QMCA22A0006 | DISTRICT FLEET, LLC | BTC Power | ECA-CR-01 | N/A | Cord Retractor | Cord Retractor | EA | 315.97 | 309.65 | 2% | N/A
47QMCA22A0006 | DISTRICT FLEET, LLC | BTC Power | ECA-CC-02 | N/A | Credit Card Reader | Credit Card Reader | EA | 365.34 | 358.03 | 2% | N/A
47QMCA22A0006 | DISTRICT FLEET, LLC | BTC Power | ECA-WF-03 | N/A | WiFi w/o Modem | WiFi w/o Modem | EA | 266.6 | 261.27 | 2% | N/A
47QMCA22A0006 | DISTRICT FLEET, LLC | PowerCharge | EVCS-A34 | N/A | EV Sign | Sign (No Parking Unless EV Charging) | EA | 41.42 | 40.59 | 2% | N/A
47QMCA22A0006 | DISTRICT FLEET, LLC | PowerCharge | EVCS-A58 | N/A | No-Pour Base | No-Pour Base | EA | 557.88 | 546.72 | 2% | N/A
47QMCA22A0010 | LIOCE GROUP INC., THE | Blink Charging | ACDCWB | ACDCWB | Activation Fee - Required | Activation Fee - Required --— ACDCWB would only apply one time per unit to any of the following Level 3 main units upon initial activation: 6AGC079381 DCWB22 C SP, 6AGC079379 DCWB22 CJ SP, 6AGC081364 DCWB24 C 3P, 6AGC081362 DCWB24 CJ 3P, 6AGC085697 T54CJ CCR, 6AGC084934 T54HV C, 6AGC082821 T54HV CJ, 6AGC102239 Terra 94 CC UL, 6AGC102236 Terra 94 CJ UL, 6AGC102247 Terra 94 C UL, 6AGC102241 Terra 124 CC UL, 6AGC102238 Terra 124 CJ UL, 6AGC102235 Terra 124 C UL, 6AGC102240 Terra 184 CC UL, 6AGC102237 Terra 184 CJ UL, or 6AGC102229 Terra 184 C UL. | EA | 479.6 | 467.21 | 2.58% | N/A
47QMCA22A0010 | LIOCE GROUP INC., THE | Blink Charging | ACTX4 | ACTX5 | Activation Fee - Required | Activation Fee - Required— Would only apply one time per unit to any of the following Level 2 main units upon initial activation: SC6-Full1-W-T, SC6-Full1-DP-T, SC6-Full1-P-T, SC7-Full1-P, SC7-Full1-W, SC7P-Full1-P S, SC7P-FUll1-W, SC8P-Full1-P S-T, or SC8P-FUll1-W-T. | EA | 238.79 | 230 | 3.68% | N/A
47QMCA22A0010 | LIOCE GROUP INC., THE | Blink Charging | 6AGC076604 | 6AGC076604 | Cable Holster - Highly Recommended by SemaConnect | Cable Holster - Highly Recommended by SemaConnect | EA | 611.59 | 596.16 | 2.52% | N/A
47QMCA22A0010 | LIOCE GROUP INC., THE | Blink Charging | 6AGC076604 | 6AGC076604 | Cable Holster - Highly Recommended by SemaConnect | Cable Holster - Highly Recommended by SemaConnect | EA | 611.59 | 596.16 | 2.52% | N/A
47QMCA22A0010 | LIOCE GROUP INC., THE | Blink Charging | T54-2545B | T54-2545B | Cable Management Sys - Highly Recommended by SemaConnect | Cable Management Sys - Highly Recommended by SemaConnect | EA | 1294.71 | 1261.21 | 2.59% | N/A
47QMCA22A0010 | LIOCE GROUP INC., THE | Blink Charging | 6AGC101049 | 6AGC101049 | Cable Management System | Cable Management System | EA | 1497.15 | 1458.16 | 2.6% | N/A
47QMCA22A0010 | LIOCE GROUP INC., THE | Blink Charging | SC-CMS-2 | SC-CMS-2 | Cable Management System Dual | SemaConnect Cable Management System with dual lanyards | EA | 725.44 | 662.4 | 8.69% | N/A
47QMCA22A0010 | LIOCE GROUP INC., THE | Blink Charging | SC-CMS-1 | SC-CMS-1 | Cable Management System Single | SemaConnect Cable Management System with single lanyards for single pedestal or single wall-mount configuration | EA | 725.44 | 662.4 | 8.69% | N/A
47QMCA22A0010 | LIOCE GROUP INC., THE | Blink Charging | 6AGC064781 | 6AGC064781 | Charger Connect/Year - Required | Charger Connect/Year - Required | EA | 212.59 | 207.55 | 2.37% | N/A
47QMCA22A0010 | LIOCE GROUP INC., THE | Blink Charging | SC4999 | SC4999 | Commercial Cellular Signal Booster | Commercial Cellular Signal Booster | EA | 5792.29 | 5288.94 | 8.69% | N/A
47QMCA22A0010 | LIOCE GROUP INC., THE | Blink Charging | DCWB-Pedestal -CJ | DCWB-Pedestal -CJ | Pedestal Mount (Optional) | Pedestal Mount (Optional) | EA | 4314.36 | 4202.27 | 2.6% | N/A
47QMCA22A0010 | LIOCE GROUP INC., THE | Blink Charging | 6AGC072758 | 6AGC072758 | SemaConnect - NAYAX VPOS Payment Kit Field Mounted (Optional) | SemaConnect - NAYAX VPOS Payment Kit Field Mounted (Optional) | EA | 1612.09 | 1570.33 | 2.59% | N/A
47QMCA22A0010 | LIOCE GROUP INC., THE | Blink Charging | 4EPY450060R1 | 4EPY450060R1 | SemaConnect - Web Tool Payment Nayax Credit Card Fee - Per Year (Optional) | SemaConnect - Web Tool Payment Nayax Credit Card Fee - Per Year (Optional) | EA | 84.63 | 83.02 | 1.91% | N/A
47QMCA22A0010 | LIOCE GROUP INC., THE | Blink Charging | Net Services | Net Services | SemaConnect Annual Software - Required | SemaConnect Annual Software - Required | EA | 870.53 | 847.87 | 2.6% | N/A
47QMCA22A0010 | LIOCE GROUP INC., THE | Blink Charging | Shipping | Shipping | Shipping SemaConnect Unit | Shipping SemaConnect Unit | EA | 2015.11 | 1766.4 | 12.34% | N/A
47QMCA22A000A | PCS ENERGY, LLC | EVOCHARGE | EVC0201 | EVO32‐250‐001 | Cable Retractor | Cable Retractor - EVOCHARGE, EVC0201, EVO32-250-001 | EA | 410 | 405.9 | 1% | N/A
47QMCA22A000A | PCS ENERGY, LLC | EVOCHARGE | EVC0402 | N/A | Pedestal - 4ft | Pedestal - 4ft - EVOCHARGE, EVC0402, EVC0402 | EA | 650 | 643.5 | 1% | N/A
47QMCA22A000A | PCS ENERGY, LLC | EVOCHARGE | EVC0403 | N/A | Pedestal - 6ft | Pedestal - 6ft - EVOCHARGE, EVC0403, EVC0403 | EA | 720 | 712.8 | 1% | N/A
47QMCA22A000A | PCS ENERGY, LLC | EVOCHARGE | EVC0404 | N/A | Pedestal - 8ft | Pedestal - 8ft - EVOCHARGE, EVC0404, EVC0404 | EA | 925 | 915.75 | 1% | N/A
47QMCA22A000A | PCS ENERGY, LLC | EVOCHARGE | EVC0301 | N/A | Holster | Holster - EVOCHARGE, EVC0301, EVC0301 | EA | 42 | 41.58 | 1% | N/A
47QMCA22A000A | PCS ENERGY, LLC | EVOCHARGE | EVC0601 | N/A | Charging Station Mounting Bracket | Charging Station Mounting Bracket - EVOCHARGE, EVC0601, EVC0601 | EA | 42 | 41.58 | 1% | N/A
47QMCA22A000X | SIEMENS INDUSTRY, INC. | SIEMENS | US2:VCPOSTGRY2 | N/A | Standard Single or Dual Post for AC char | Standard Single or Dual Post for AC charger - can be used with optional Cable Retraction System | EA | 687.71 | 687.71 | 0% | 1-49 Units: 0% 50+ Units: 3% 100+ Units: 7%
47QMCA22A000X | SIEMENS INDUSTRY, INC. | SIEMENS | US2:VCCMSSP | N/A | Standard post Cable Retraction System - | Standard post Cable Retraction System - one needed for each Level 2 Charger | EA | 457.15 | 457.15 | 0% | 1-49 Units: 0% 50+ Units: 3% 100+ Units: 7%
47QMCA22A000X | SIEMENS INDUSTRY, INC. | SIEMENS | US2:VCPOSTCR2S | N/A | Intergrated Dual VersiCharge post with C | Intergrated Dual VersiCharge post with Cable retraction units. Comes with install kit, made of Aluminum. Includes 3 year warranty. | EA | 1253.72 | 1253.72 | 0% | 1-49 Units: 0% 50+ Units: 3% 100+ Units: 7%
47QMCA22A000X | SIEMENS INDUSTRY, INC. | SIEMENS | US2:VCPOSTCR1S | N/A | Intergrated Single VersiCharge post with Cable retraction units | Intergrated Single VersiCharge post with Cable retraction units. Comes with install kit, made of Aluminum. Includes 3 year warranty. | EA | 989.17 | 989.17 | 0% | 1-49 Units: 0% 50+ Units: 3% 100+ Units: 7%
47QMCA22A000X | SIEMENS INDUSTRY, INC. | SIEMENS | US2:VSCULTCC | N/A | L3 Ultra50, 50kW DC Fast Charger Credit | L3 Ultra50, 50kW DC Fast Charger Credit Card Option | EA | 1398.27 | 1398.27 | 0% | 1-49 Units: 0% 50+ Units: 3% 100+ Units: 7%
47QMCA22A000X | SIEMENS INDUSTRY, INC. | SIEMENS | US2:VSCULT175CC | N/A | L3 Ultra175, 175kW DC Fast Charger Credit | L3 Ultra175, 175kW DC Fast Charger Credit Card Option | EA | 1396.7 | 1396.7 | 0% | 1-49 Units: 0% 50+ Units: 3% 100+ Units: 7%
47QMCA22A000Y | VERDEK, LLC | EVoCharge | OCPPNetwork | N/A | OCPPNETWORK | Optional OCCP EVConnect Networked (add to each EVSE port) | EA | 662.97 | 656.34 | 1% | N/A
47QMCA22A000Y | VERDEK, LLC | ChargePoint, Inc. | CPSUPPORT-ACTIVE | N/A |  | Chargepoint Network Activation | EA | 452.64 | 448.11 | 1% | N/A
47QMCA22A000Y | VERDEK, LLC | ABB E-mobility Inc. | T54-2545B | T54-2545B | Cable management | Terra 54 Cable Management Solution | EA | 1410.56 | 1396.45 | 1% | N/A
47QMCA22A000Y | VERDEK, LLC | ABB E-mobility Inc. | 6AGC072758 | 6AGC072758 | Payment Center | Credit Card Payment System | EA | 1755.16 | 1737.61 | 1% | N/A
47QMCA22A000Y | VERDEK, LLC | ABB E-mobility Inc. | 6AGC101049 | 6AGC101049 | Cable Management | Terra 94/124/184 Cable Management Solution (Includes one cable retractor, order qty 2 for stations with two cables) | EA | 1580.32 | 1564.52 | 1% | N/A
47QMCA22A000Y | VERDEK, LLC | ABB E-mobility Inc. | 4EPY420133R1 | 4EPY420133R1 | Metal foundation - HVC Power Cabinet | Metal foundation for the HVC Power Cabinet | EA | 2319.11 | 2295.92 | 1% | N/A
47QMCA22A000Y | VERDEK, LLC | ABB E-mobility Inc. | 6AGC069024 | 6AGC069024 | Standalone Pedestal | Standalone Pedestal for HVC-150 Depot Charge Box - Optional | EA | 2767.62 | 2739.94 | 1% | N/A
47QMCA22A000Y | VERDEK, LLC | ABB E-mobility Inc. | XT4-BUS-002 | XT4-BUS-002 | Cable Management For Pedestal Mount | Cable Management For Pedestal Mount | EA | 2468.58 | 2443.89 | 1% | N/A
47QMCA22A000Y | VERDEK, LLC | ABB E-mobility Inc. | 6AGC064781 | 6AGC064781 | Connectivity | ChargerConnect | EA | 153.96 | 152.42 | 1% | N/A
47QMCA22A000Y | VERDEK, LLC | AMPLY POWER | AMP-SC | AMP-SC | AMP-SC | AMPLY Site Controller | EA | 14035.26 | 13894.91 | 1% | N/A
47QMCA22A000Y | VERDEK, LLC | ChargePoint, Inc. | CT4001-CCM | CT4001-CCM | CT4000 Charging Station Kits | CT4000 Bollard Concrete Mounting Kit. | EA | 104.74 | 103.69 | 1% | N/A
47QMCA22A000Y | VERDEK, LLC | ChargePoint, Inc. | CT4000-PMGMT | CT4000-PMGMT | CT4000 Charging Station Kits | CT4000 Power Management Kit | EA | 54.86 | 54.31 | 1% | N/A
47QMCA22A000Y | VERDEK, LLC | ChargePoint, Inc. | CPGW1-LTE | CPGW1-LTE | Router | The ChargePoint Gateway provides connectivity for CPF25 and CPF50 to ChargePoint's Cloud via a cell | EA | $ - | $ - | 1% | N/A
47QMCA22A000Y | VERDEK, LLC | ChargePoint, Inc. | DC-UNIVERSAL-CMT-METRIC | DC-UNIVERSAL-CMT-METRIC | Accessories | Required metal bracket to align conduits and mounting bolts for DC power delivery products | EA | $ - | $ - | 1% | N/A
47QMCA22A000Y | VERDEK, LLC | ChargePoint, Inc. | CPE250C-625-ENABLE | CPE250C-625-ENABLE | Station Upgrade | Enable upgrade of CPE250 from 50 kW to 62.5 kW | EA | 4937.03 | 4887.66 | 1% | N/A
47QMCA22A000Y | VERDEK, LLC | ChargePoint, Inc. | CPE250-PAIRINGKIT-F | CPE250-PAIRINGKIT-F | Pairing Kit | The kit required for each CPE250 station that is to be installed in a paired configuration. | EA | 533.2 | 527.87 | 1% | N/A
47QMCA22A000Y | VERDEK, LLC | ChargePoint, Inc. | CPE250-Adapter | CPE250-Adapter | Accessories | Adapter that allows a CPE250 to be installed on a concrete base/pad designed for CPE200, Black | EA | 854.11 | 845.56 | 1% | N/A
47QMCA22A000Y | VERDEK, LLC | ChargePoint, Inc. | CPE250-TOOLKIT-F | CPE250-TOOLKIT-F | Accessories | CPE250 Tool Kit | EA | $ - | $ - | 1% | N/A
47QMCA22A000Y | VERDEK, LLC | ChargePoint, Inc. | CT1000-CPCMF-CNCP00K | CT1000-CPCMF-CNCP00K | RFID Card | ChargePoint RFID Card in Mailing Folder - Key Fob Size | EA | 5.04 | 4.99 | 1% | N/A
47QMCA22A0012 | PACIFIC LIGHTING MANAGEMENT, INC | PLEMCO | EVCP-D-N | EVCP-D-N | EV CHARGER PEDESTAL-DUAL | 55L X 20W (IN),Free-standing pedestal for mounting EV charger unit(s). The unit has a 14"x14" base plate which must be attached to a pre-existing base (usually concrete) with will receive the included bolts. Vandal resistant base bolts are included. stands either52" or 84" tall. The unit at its 84" height will have the option of future cord-retractor retrofit. The dimensions are ADA compliant. IMPORTANT NOTE: The model shown in the photo is designed to receive the Leviton EVB32 Basic Charger, however, otherEV charger models can be adapted as well. | EA | 358.96 | 348.19 | 3% | Spot discounts at order level
47QMCA22A0012 | PACIFIC LIGHTING MANAGEMENT, INC | PLEMCO | EVC7P-S-R | EVC7P-S-R | EV CHARGER PEDESTAL & CORD RETRACTOR-SIN | 90L X 20W (IN),Free-standing pedestal for mounting EV charger unit(s). The unit has a 14"x14" base plate which must be attached to a pre-existing base (usually concrete) with will receive the included bolts. Vandal resistant base bolts are included. stands 84" tall. A cord retractor with a cable-holder is included at the top through which the charger cable is held. The dimensions are ADA compliant. IMPORTANT NOTE: The model shown in the photo is designed to receive the Leviton EVB32 Basic Charger, however, other EV charger models can be adapted as well. | EA | 763.2 | 740.3 | 3% | Spot discounts at order level
47QMCA22A0012 | PACIFIC LIGHTING MANAGEMENT, INC | PLEMCO | EVC7P-D-R | EVC7P-D-R | EV CHARGER PEDESTAL & CORD RETRACTOR-DUA | 90L X 20W (IN),Free-standing pedestal for mounting EV charger unit(s). The unit has a 14"x14" base plate which must be attached to a pre-existing base (usually concrete) with will receive the included bolts. Vandal resistant base bolts are included. stands 84" tall. Two cord retractors each with a cable-holder is included at the top through which the charger cables are held. The dimensions are ADA compliant. The single basic chargers are independently mounted to the front and the back of the post. IMPORTANT NOTE: The model shown in the photo is designed to receive the Leviton EVB32 Basic Charger, however, other EV charger models can be adapted as well. | EA | 1160.38 | 1125.57 | 3% | Spot discounts at order level
47QMCA22A0012 | PACIFIC LIGHTING MANAGEMENT, INC | Clipper Creek | 0000-01-000 | CLIPPER_1001-0015-B | WALL MOUNT SAE J1772 HOLSTER | 8L X 8W (IN),Wall or pedestal mount SAE-J1772 connector holster for use with ClipperCreek electric vehicle charging stations. This holster provides excellent protection from the elements. For more information see: https://store.clippercreek.com/accessories/sae-j1772-connector-holster | EA | 20.34 | 20.34 | 0%
47QMCA22A0012 | PACIFIC LIGHTING MANAGEMENT, INC | Clipper Creek | 0900-08-000 | CLIPPER_0900-01-020 | CHARGEGUARD SIMPLE ACCESS CONTROL FOR HCS | 15L X 8W (IN),ChargeGuard Access Control Option, an affordable, key-based access control solution designed for fleet, workplace, multi-tenant, hospitality and residential charging applications. The ChargeGuard option, delivers reliable access control for the Level2, 240V ClipperCreek HCS Series product line. (HCS Charging Stations sold separately). For more information see: https://store.clippercreek.com/accessories/chargeguard-access-control-evse | EA | 83.52 | 83.52 | 0%
47QMCA22A0012 | PACIFIC LIGHTING MANAGEMENT, INC | Clipper Creek | 0300-00-025 | CLIPPER_0300-00-025 | PROMOUNTDUO UNIVERSAL PEDESTAL | 25L X 12W (IN),The ProMountDuo Universal Pedestal is the perfect solution for installing your ClipperCreek or Tesla EVSE. The pedestal is the ideal choice for parking lot installations. The ProMountDuo pedestal is compatible with all hardwired ClipperCreek HCS, LCS, and ACS series, as well as the second generation Tesla Wall connector. For more information see: https://store.clippercreek.com/mounting-solutions/pmd-10t | EA | 438.89 | 438.89 | 0%
47QMCA22A0012 | PACIFIC LIGHTING MANAGEMENT, INC | Clipper Creek | 0300-00-000 | CLIPPER_0300-00-000 | RETRACTOR FOR CHARGING CABLES, WALL MOUNT | 14L X 9W (IN),The wall mount retractor from ClipperCreek is the ideal solution for sites that need cable management and paris well with any ClipperCreek wall mounted charging station. For more information see: https://store.clippercreek.com/mounting-solutions/ev-charging-cable-retractor | EA | 379.22 | 379.22 | 0%
47QMCA22A0012 | PACIFIC LIGHTING MANAGEMENT, INC | Clipper Creek | 0300-00-015 | CLIPPER_0300-00-015 | CS PEDESTAL | 15L X 14W (IN),The CS Pedestal works with all CS electric vehicle charging stations from ClipperCreek. Mount a single unit or dual units, add one or two 120V GFCI outlets for more versatility. For more information see: https://store.clippercreek.com/mounting-solutions/ev-charging-station-mounting-cs-pedestal | EA | 707.89 | 707.89 | 0%
47QMCA22A0012 | PACIFIC LIGHTING MANAGEMENT, INC | Clipper Creek | 0300-00-016 | CLIPPER_0300-00-016 | CS DUAL MOUNT PEDESTAL KIT | 18L X 15W (IN),This kit is used with the CS Pedestal, making it capable of mounting two CS charging stations rather than a single station. CS Pedestal is sold separately. For more information see: https://store.clippercreek.com/mounting-solutions/cs-ev-charging-station-kit-dual-mount | EA | 202.25 | 202.25 | 0%
47QMCA22A0012 | PACIFIC LIGHTING MANAGEMENT, INC | Clipper Creek | 0300-00-026 | CLIPPER_0300-00-026 | RUGGEDIZED PROMOUNTDUO UNIVERSAL PEDESTA | 25L X 12W (IN),The Ruggedized ProMountDuo Universal Pedestal is the perfect solution for installing your ClipperCreek or Tesla EVSE. The pedestal is the ideal choice for parking lot installations. The Ruggedized ProMountDuo pedestal is compatible with all hardwiredClipperCreek HCS, LCS, and ACS series, as well as the second generation Tesla Wall connector. This pedestal is constructed of 100% stainless steel for superior environmental durability and comes wtih 3 year warranty. For more information see: https://store.clippercreek.com/mounting-solutions/ruggedized-pmd-10r | EA | 702.83 | 702.83 | 0%
47QMCA22A0012 | PACIFIC LIGHTING MANAGEMENT, INC | Clipper Creek | 0300-00-030 | CLIPPER_0300-00-030 | HCS DUAL MOUNT PEDESTAL KIT | 23L X 12W (IN),This kit is used with HCS Pedestal to mount a second charging station on the pedestal. The HCS Pedestal is sold separately. This pedestal with dual mount kit is for use with ClipperCreek HCS hardwired charging stations. For more information see: https://store.clippercreek.com/mounting-solutions/hcs-ev-charging-station-pedestal-kit | EA | 161.8 | 161.8 | 0%
47QMCA22A0012 | PACIFIC LIGHTING MANAGEMENT, INC | Clipper Creek | 0300-00-033 | CLIPPER_0300-00-033 | HCS PEDESTAL | 60L X 20W (IN),This pedestal is for use with ClipperCreek HCS hardwired charging stations. Mount a single unit or dual units, add one or two 120V GFCI outlets for even greater versatility. For more information see: https://store.clippercreek.com/mounting-solutions/ev-charging-station-mounting-equipment-hcs-pedestal | EA | 727.1 | 727.1 | 0%
47QMCA22A0012 | PACIFIC LIGHTING MANAGEMENT, INC | LOOP INC | EVS-L2-CCR | LOOP_EVS-L2-CCR | LOOPEV-FAST CHARGER CREDIT CARD READER | 7L X 6W (IN),Optional factory add-on credit-card reader for the LoopEV DC Fast charger (model EV-FAST). | EA | 1386.5 | 1344.91 | 3% | Spot discounts at order level
47QMCA22A0012 | PACIFIC LIGHTING MANAGEMENT, INC | LOOP INC | EVS-NB-W | LOOP_EVS-NB-W | EV-LOOP COMMUNICATION GATEWAY | 15L X 15W (IN),Factory installed cellular communications uprade package and software for EV-Loop EV charger units. At least one charging unit per site is required to act as the communications "gateway". Separate contract for recurring network services will also berequired. | EA | 1771.14 | 1718.01 | 3% | Spot discounts at order level
47QMCA22A0012 | PACIFIC LIGHTING MANAGEMENT, INC | EVSE LLC | 3841-156 | EVSELLC_3841-156 | PEDESTAL FOR EV CHARGER 3703 | 145L X 35W (IN),Pedestal for EV Charger Series 3703 by EVSE-LLC. This is the mouting pedestal only. Charger not included. For detailed information call us or see http://www.evsellc.com/evse-downloads.html | EA | 434.5 | 425.81 | 2% | 1% for orders >$60k 2% for >$100k 3% for >$150k
47QMCA22A0012 | PACIFIC LIGHTING MANAGEMENT, INC | EVSE LLC | 3727-200-V-Z-XX | EVSELLC_3727-200-V-Z-XX | EV CHARGER COMMUNICATION GATEWAY | 45L X 15W (IN),Gateway for Pedestal-mount 3703, Cellular (4G, CDMA/Verizon), ZigBee. For more information call us or visit EVSELLC_3727-200-V-Z-xx | EA | 1528.22 | 1497.66 | 2% | 1% for orders >$60k 2% for >$100k 3% for >$150k
47QMCA22A0012 | PACIFIC LIGHTING MANAGEMENT, INC | EVSE LLC | 3703-CCSWIPE | EVSELLC_3703-CCSWIPE | CC SWIPE FOR EV CHARGER 3703 | Credit Card Swipe Device for Ev Charger 3703. Charger sold seperately. For more information call us or visit EVSELLC_3703-Ccswipe | EA | 702.23 | 688.19 | 2% | 1% for orders >$60k 2% for >$100k 3% for >$150k
47QMCA22A0012 | PACIFIC LIGHTING MANAGEMENT, INC | EVSE LLC | 3727-200-V-Z-W5 | EVSELLC_3727-200-V-Z-W5 | COMMUNICATION GATEWAY WALL MOUNT ADD ON | Communication Gateway for Ev Charger 3703 Wall-mount, ZigBee, Cell(4G, Verizon), Wall Mt, No DC Pwr Supply (Pull Power from Local EVSE). For more information call us or visit http://www.evsellc.com/evse-downloads.html | EA | 179.95 | 176.35 | 2% | 1% for orders >$60k 2% for >$100k 3% for >$150k
47QMCA22A0012 | PACIFIC LIGHTING MANAGEMENT, INC | Blink Charging | SC-CMS-1-W | SC-CMS-1-W | CABLE MANAGEMENT SYSTEM, SINGLE WALL-MOUNT | SemaConnect Cable Management System with single lanyard, Single Wall-mount | EA | 540.06 | 486.05 | 10% | Spot discounts at order level
47QMCA22A0012 | PACIFIC LIGHTING MANAGEMENT, INC | Blink Charging | SC-CMS-2-WM | SC-CMS-2-WM | CABLE MANAGEMENT SYSTEM, DUAL WALL-MOUNT | SemaConnect Cable Management System with dual lanyards, Dual Wall-mount | EA | 540.06 | 486.05 | 10% | Spot discounts at order level
47QMCA22A0012 | PACIFIC LIGHTING MANAGEMENT, INC | Blink Charging | SC-CMS-2-DP | SC-CMS-2-DP | CABLE MANAGEMENT SYSTEM, DUAL PEDESTAL | SemaConnect Cable Management System with dual lanyards, Dual Pedestal | EA | 540.06 | 486.05 | 10% | Spot discounts at order level
47QMCA22A0012 | PACIFIC LIGHTING MANAGEMENT, INC | Blink Charging | SC-CMS-1-P | SC-CMS-1-P | CABLE MANAGEMENT SYSTEM, SINGLE PEDESTAL | SemaConnect Cable Management System with single lanyard, Single Pedestal | EA | 540.06 | 486.05 | 10% | Spot discounts at order level

## Charging as a Service (CaaS)
Contract Line Item Number | BPA Number | Organization Name | MANUFACTURER NAME | MFR PART NO | DEALER PART NO (if applicable) | PRODUCT NAME | PRODUCT DESCRIPTION | UOI | DISCOUNT PRICE OFFERED TO GSA (including IFF) | BPA Price Offered | BPA Discount to MAS | Additional Quantity/Volume Discounts
CLIN 0002 - EVSE Level 2 | 47QMCA22A0005 | CARAHSOFT TECHNOLOGY CORPORATION | ChargePoint | CPAAS-CPF50-L18 WALLMNT-CMK6-1 | CPAAS-CPF50-L18 WALLMNT-CMK6-1-611 | ChargePoint as a Service | 1year Subscription, Single Port, Wall Mount, 50A, Type 1, Cable 18', Single Phase Charger. Unit ships in 3 separate boxes. See invoice or packing slip for details. | EA | 1362.62 | 1321.74 | 3%
CLIN 0002 - EVSE Level 2 | 47QMCA22A0005 | CARAHSOFT TECHNOLOGY CORPORATION | ChargePoint | CPAAS-CPF50-L18 WALLMNT-CMK6-3 | CPAAS-CPF50-L18 WALLMNT-CMK6-3-611 | ChargePoint as a Service | 3year Subscription, Single Port, Wall Mount, 50A, Type 1, Cable 18', Single Phase Charger. Unit ships in 3 separate boxes. See invoice or packing slip for details. | EA | 3554.66 | 3448.02 | 3%
CLIN 0002 - EVSE Level 2 | 47QMCA22A0005 | CARAHSOFT TECHNOLOGY CORPORATION | ChargePoint | CPAAS-CPF50-L18 WALLMNT-CMK6-5 | CPAAS-CPF50-L18 WALLMNT-CMK6-5-611 | ChargePoint as a Service | 5year Subscription, Single Port, Wall Mount, 50A, Type 1, Cable 18', Single Phase Charger. Unit ships in 3 separate boxes. See invoice or packing slip for details. | EA | 4739.55 | 4597.36 | 3%
CLIN 0002 - EVSE Level 2 | 47QMCA22A0005 | CARAHSOFT TECHNOLOGY CORPORATION | ChargePoint | CPAAS-CPF50-L18-1 | CPAAS-CPF50-L18-1-611 | ChargePoint as a Service | 1year Subscription, Single Port, Wall Mount, 50A, Type 1, Cable 18', Single Phase Charger. Unit ships in 1 box. See invoice or packing slip for details. | EA | 1244.13 | 1206.81 | 3%
CLIN 0002 - EVSE Level 2 | 47QMCA22A0005 | CARAHSOFT TECHNOLOGY CORPORATION | ChargePoint | CPAAS-CPF50-L18-3 | CPAAS-CPF50-L18-3-611 | ChargePoint as a Service | 3year Subscription, Single Port, Wall Mount, 50A, Type 1, Cable 18', Single Phase Charger. Unit ships in 1 box. See invoice or packing slip for details. | EA | 3199.19 | 3103.22 | 3%
CLIN 0002 - EVSE Level 2 | 47QMCA22A0005 | CARAHSOFT TECHNOLOGY CORPORATION | ChargePoint | CPAAS-CPF50-L18-5 | CPAAS-CPF50-L18-5-611 | ChargePoint as a Service | 5year Subscription, Single Port, Wall Mount, 50A, Type 1, Cable 18', Single Phase Charger. Unit ships in 1 box. See invoice or packing slip for details. | EA | 4147.1 | 4022.69 | 3%
CLIN 0002 - EVSE Level 2 | 47QMCA22A0005 | CARAHSOFT TECHNOLOGY CORPORATION | ChargePoint | CPAAS-CPF50-L18-PEDMNT-1 | CPAAS-CPF50-L18-PEDMNT-1-611 | ChargePoint as a Service | 1year Subscription, Single Port, Pedestal Mount, 50A, Type 1, Cable 18', Single Phase Charger. Unit ships in 4 box. See invoice or packing slip for details. | EA | 1421.86 | 1379.21 | 3%
CLIN 0002 - EVSE Level 2 | 47QMCA22A0005 | CARAHSOFT TECHNOLOGY CORPORATION | ChargePoint | CPAAS-CPF50-L18-PEDMNT-3 | CPAAS-CPF50-L18-PEDMNT-3-611 | ChargePoint as a Service | 3year Subscription, Single Port, Pedestal Mount, 50A, Type 1, Cable 18', Single Phase Charger. Unit ships in 4 box. See invoice or packing slip for details. | EA | 3732.39 | 3620.42 | 3%
CLIN 0002 - EVSE Level 2 | 47QMCA22A0005 | CARAHSOFT TECHNOLOGY CORPORATION | ChargePoint | CPAAS-CPF50-L18-PEDMNT-5 | CPAAS-CPF50-L18-PEDMNT-5-611 | ChargePoint as a Service | 5year Subscription, Single Port, Pedestal Mount, 50A, Type 1, Cable 18', Single Phase Charger. Unit ships in 4 box. See invoice or packing slip for details. | EA | 5035.77 | 4884.7 | 3%
CLIN 0002 - EVSE Level 2 | 47QMCA22A0005 | CARAHSOFT TECHNOLOGY CORPORATION | ChargePoint | CPAAS-CPF50-L18-PEDMNT-CMK6-1 | CPAAS-CPF50-L18-PEDMNT-CMK6-1-611 | ChargePoint as a Service | 1year Subscription, Single Port, Pedestal Mount, 50A, Type 1, Cable 18', Single Phase Charger with 6' Cable Management Kit. Unit ships in 5 separate boxes. See invoice or packing slip for details. | EA | 1481.11 | 1436.68 | 3%
CLIN 0002 - EVSE Level 2 | 47QMCA22A0005 | CARAHSOFT TECHNOLOGY CORPORATION | ChargePoint | CPAAS-CPF50-L18-PEDMNT-CMK6-3 | CPAAS-CPF50-L18-PEDMNT-CMK6-3-611 | ChargePoint as a Service | 3year Subscription, Single Port, Pedestal Mount, 50A, Type 1, Cable 18', Single Phase Charger with 6' Cable Management Kit. Unit ships in 5 separate boxes. See invoice or packing slip for details. | EA | 3910.13 | 3792.82 | 3%
CLIN 0002 - EVSE Level 2 | 47QMCA22A0005 | CARAHSOFT TECHNOLOGY CORPORATION | ChargePoint | CPAAS-CPF50-L18-PEDMNT-CMK6-5 | CPAAS-CPF50-L18-PEDMNT-CMK6-5-611 | ChargePoint as a Service | 5year Subscription, Single Port, Pedestal Mount, 50A, Type 1, Cable 18', Single Phase Charger with 6' Cable Management Kit. Unit ships in 5 separate boxes. See invoice or packing slip for details. | EA | 5331.99 | 5172.03 | 3%
CLIN 0002 - EVSE Level 2 | 47QMCA22A0005 | CARAHSOFT TECHNOLOGY CORPORATION | ChargePoint | CPAAS-CPF50-L18-PEDMNT-CMK6-Dual-1 | CPAAS-CPF50-L18-PEDMNT-CMK6-Dual-1-611 | ChargePoint as a Service | 1year Subscription, Dual Port, Pedestal Mount, 50A, Type 1, Cable 18', Single Phase Charger with 6' Cable Management Kit. Unit ships in 6 separate boxes. See invoice or packing slip for details. | EA | 1895.82 | 1838.94 | 3%
CLIN 0002 - EVSE Level 2 | 47QMCA22A0005 | CARAHSOFT TECHNOLOGY CORPORATION | ChargePoint | CPAAS-CPF50-L18-PEDMNT-CMK6-Dual-3 | CPAAS-CPF50-L18-PEDMNT-CMK6-Dual-3-611 | ChargePoint as a Service | 3year Subscription, Dual Port, Pedestal Mount, 50A, Type 1, Cable 18', Single Phase Charger with 6' Cable Management Kit. Unit ships in 6 separate boxes. See invoice or packing slip for details. | EA | 5154.26 | 4999.63 | 3%
CLIN 0002 - EVSE Level 2 | 47QMCA22A0005 | CARAHSOFT TECHNOLOGY CORPORATION | ChargePoint | CPAAS-CPF50-L18-PEDMNT-CMK6-Dual-5 | CPAAS-CPF50-L18-PEDMNT-CMK6-Dual-5-611 | ChargePoint as a Service | 5year Subscription, Dual Port, Pedestal Mount, 50A, Type 1, Cable 18', Single Phase Charger with 6' Cable Management Kit. Unit ships in 6 separate boxes. See invoice or packing slip for details. | EA | 7405.54 | 7183.38 | 3%
CLIN 0002 - EVSE Level 2 | 47QMCA22A0005 | CARAHSOFT TECHNOLOGY CORPORATION | ChargePoint | CPAAS-CPF50-L18-PEDMNT-DUAL-1 | CPAAS-CPF50-L18-PEDMNT-DUAL-1-611 | ChargePoint as a Service | 1year Subscription, Dual Port, Pedestal Mount, 50A, Type 1, Cable 18', Single Phase Charger. Unit ships in 5 separate boxes. See invoice or packing slip for details. | EA | 1836.57 | 1781.48 | 3%
CLIN 0002 - EVSE Level 2 | 47QMCA22A0005 | CARAHSOFT TECHNOLOGY CORPORATION | ChargePoint | CPAAS-CPF50-L18-PEDMNT-DUAL-3 | CPAAS-CPF50-L18-PEDMNT-DUAL-3-611 | ChargePoint as a Service | 3year Subscription, Dual Port, Pedestal Mount, 50A, Type 1, Cable 18', Single Phase Charger. Unit ships in 5 separate boxes. See invoice or packing slip for details. | EA | 4976.52 | 4827.23 | 3%
CLIN 0002 - EVSE Level 2 | 47QMCA22A0005 | CARAHSOFT TECHNOLOGY CORPORATION | ChargePoint | CPAAS-CPF50-L18-PEDMNT-DUAL-5 | CPAAS-CPF50-L18-PEDMNT-DUAL-5-611 | ChargePoint as a Service | 5year Subscription, Dual Port, Pedestal Mount, 50A, Type 1, Cable 18', Single Phase Charger. Unit ships in 5 separate boxes. See invoice or packing slip for details. | EA | 7109.32 | 6896.04 | 3%
CLIN 0002 - EVSE Level 2 | 47QMCA22A0005 | CARAHSOFT TECHNOLOGY CORPORATION | ChargePoint | CPAAS-CPF50-L23-1 | CPAAS-CPF50-L23-1-611 | ChargePoint as a Service | 1year Subscription, Single Port, Wall Mount, 50A, Type 1, Cable 23', Single Phase Charger. Unit ships in 1 box. See invoice or packing slip for details. | EA | 1244.13 | 1206.81 | 3%
CLIN 0002 - EVSE Level 2 | 47QMCA22A0005 | CARAHSOFT TECHNOLOGY CORPORATION | ChargePoint | CPAAS-CPF50-L23-3 | CPAAS-CPF50-L23-3-611 | ChargePoint as a Service | 3year Subscription, Single Port, Wall Mount, 50A, Type 1, Cable 23', Single Phase Charger. Unit ships in 1 box. See invoice or packing slip for details. | EA | 3199.19 | 3103.22 | 3%
CLIN 0002 - EVSE Level 2 | 47QMCA22A0005 | CARAHSOFT TECHNOLOGY CORPORATION | ChargePoint | CPAAS-CPF50-L23-5 | CPAAS-CPF50-L23-5-611 | ChargePoint as a Service | 5year Subscription, Single Port, Wall Mount, 50A, Type 1, Cable 23', Single Phase Charger. Unit ships in 1 box. See invoice or packing slip for details. | EA | 4147.1 | 4022.69 | 3%
CLIN 0002 - EVSE Level 2 | 47QMCA22A0005 | CARAHSOFT TECHNOLOGY CORPORATION | ChargePoint | CPAAS-CPF50-L23-PEDMNT-1 | CPAAS-CPF50-L23-PEDMNT-1-611 | ChargePoint as a Service | 1year Subscription, Single Port, Pedestal Mount, 50A, Type 1, Cable 23', Single Phase Charger. Unit ships in 4 separate boxes. See invoice or packing slip for details. | EA | 1421.86 | 1379.21 | 3%
CLIN 0002 - EVSE Level 2 | 47QMCA22A0005 | CARAHSOFT TECHNOLOGY CORPORATION | ChargePoint | CPAAS-CPF50-L23-PEDMNT-3 | CPAAS-CPF50-L23-PEDMNT-3-611 | ChargePoint as a Service | 3year Subscription, Single Port, Pedestal Mount, 50A, Type 1, Cable 23', Single Phase Charger. Unit ships in 4 separate boxes. See invoice or packing slip for details. | EA | 3732.39 | 3620.42 | 3%
CLIN 0002 - EVSE Level 2 | 47QMCA22A0005 | CARAHSOFT TECHNOLOGY CORPORATION | ChargePoint | CPAAS-CPF50-L23-PEDMNT-5 | CPAAS-CPF50-L23-PEDMNT-5-611 | ChargePoint as a Service | 5year Subscription, Single Port, Pedestal Mount, 50A, Type 1, Cable 23', Single Phase Charger. Unit ships in 4 separate boxes. See invoice or packing slip for details. | EA | 5035.77 | 4884.7 | 3%
CLIN 0002 - EVSE Level 2 | 47QMCA22A0005 | CARAHSOFT TECHNOLOGY CORPORATION | ChargePoint | CPAAS-CPF50-L23-PEDMNT-CMK8-1 | CPAAS-CPF50-L23-PEDMNT-CMK8-1-611 | ChargePoint as a Service | 1year Subscription, Single Port, Pedestal Mount, 50A, Type 1, Cable 23', Single Phase Charger with 8' Cable Management Kit. Unit ships in 5 separate boxes. See invoice or packing slip for details. | EA | 1599.6 | 1551.61 | 3%
CLIN 0002 - EVSE Level 2 | 47QMCA22A0005 | CARAHSOFT TECHNOLOGY CORPORATION | ChargePoint | CPAAS-CPF50-L23-PEDMNT-CMK8-3 | CPAAS-CPF50-L23-PEDMNT-CMK8-3-611 | ChargePoint as a Service | 3year Subscription, Single Port, Pedestal Mount, 50A, Type 1, Cable 23', Single Phase Charger with 8' Cable Management Kit. Unit ships in 5 separate boxes. See invoice or packing slip for details. | EA | 4265.59 | 4137.62 | 3%
CLIN 0002 - EVSE Level 2 | 47QMCA22A0005 | CARAHSOFT TECHNOLOGY CORPORATION | ChargePoint | CPAAS-CPF50-L23-PEDMNT-CMK8-5 | CPAAS-CPF50-L23-PEDMNT-CMK8-5-611 | ChargePoint as a Service | 5year Subscription, Single Port, Pedestal Mount, 50A, Type 1, Cable 23', Single Phase Charger with 8' Cable Management Kit. Unit ships in 5 separate boxes. See invoice or packing slip for details. | EA | 5924.43 | 5746.7 | 3%
CLIN 0002 - EVSE Level 2 | 47QMCA22A0005 | CARAHSOFT TECHNOLOGY CORPORATION | ChargePoint | CPAAS-CPF50-L23-PEDMNT-CMK8-Dual-1 | CPAAS-CPF50-L23-PEDMNT-CMK8-Dual-1-611 | ChargePoint as a Service | 1year Subscription, Dual Port, Pedestal Mount, 50A, Type 1, Cable 23', Single Phase Charger with 8' Cable Management Kit. Unit ships in 6 separate boxes. See invoice or packing slip for details. | EA | 2073.55 | 2011.35 | 3%
CLIN 0002 - EVSE Level 2 | 47QMCA22A0005 | CARAHSOFT TECHNOLOGY CORPORATION | ChargePoint | CPAAS-CPF50-L23-PEDMNT-CMK8-Dual-3 | CPAAS-CPF50-L23-PEDMNT-CMK8-Dual-3-611 | ChargePoint as a Service | 3year Subscription, Dual Port, Pedestal Mount, 50A, Type 1, Cable 23', Single Phase Charger with 8' Cable Management Kit. Unit ships in 6 separate boxes. See invoice or packing slip for details. | EA | 5687.46 | 5516.83 | 3%
CLIN 0002 - EVSE Level 2 | 47QMCA22A0005 | CARAHSOFT TECHNOLOGY CORPORATION | ChargePoint | CPAAS-CPF50-L23-PEDMNT-CMK8-Dual-5 | CPAAS-CPF50-L23-PEDMNT-CMK8-Dual-5-611 | ChargePoint as a Service | 5year Subscription, Dual Port, Pedestal Mount, 50A, Type 1, Cable 23', Single Phase Charger with 8' Cable Management Kit. Unit ships in 6 separate boxes. See invoice or packing slip for details. | EA | 8294.21 | 8045.38 | 3%
CLIN 0002 - EVSE Level 2 | 47QMCA22A0005 | CARAHSOFT TECHNOLOGY CORPORATION | ChargePoint | CPAAS-CPF50-L23-PEDMNT-Dual-1 | CPAAS-CPF50-L23-PEDMNT-Dual-1-611 | ChargePoint as a Service | 1year Subscription, Dual Port, Pedestal Mount, 50A, Type 1, Cable 23', Single Phase Charger. Unit ships in 5 separate boxes. See invoice or packing slip for details. | EA | 1836.57 | 1781.48 | 3%
CLIN 0002 - EVSE Level 2 | 47QMCA22A0005 | CARAHSOFT TECHNOLOGY CORPORATION | ChargePoint | CPAAS-CPF50-L23-PEDMNT-Dual-3 | CPAAS-CPF50-L23-PEDMNT-Dual-3-611 | ChargePoint as a Service | 3year Subscription, Dual Port, Pedestal Mount, 50A, Type 1, Cable 23', Single Phase Charger. Unit ships in 5 separate boxes. See invoice or packing slip for details. | EA | 4976.52 | 4827.23 | 3%
CLIN 0002 - EVSE Level 2 | 47QMCA22A0005 | CARAHSOFT TECHNOLOGY CORPORATION | ChargePoint | CPAAS-CPF50-L23-PEDMNT-Dual-5 | CPAAS-CPF50-L23-PEDMNT-Dual-5-611 | ChargePoint as a Service | 5year Subscription, Dual Port, Pedestal Mount, 50A, Type 1, Cable 23', Single Phase Charger. Unit ships in 5 separate boxes. See invoice or packing slip for details. | EA | 7109.32 | 6896.04 | 3%
CLIN 0002 - EVSE Level 2 | 47QMCA22A0005 | CARAHSOFT TECHNOLOGY CORPORATION | ChargePoint | CPAAS-CPF50-L23-WALLMNT-CMK8-1 | CPAAS-CPF50-L23-WALLMNT-CMK8-1-611 | ChargePoint as a Service | 1year Subscription, Single Port, Wall Mount, 50A, Type 1, Cable 23', Single Phase Charger with 8' Cable Management Kit. Unit ships in 3 separate boxes. See invoice or packing slip for details. | EA | 1481.11 | 1436.68 | 3%
CLIN 0002 - EVSE Level 2 | 47QMCA22A0005 | CARAHSOFT TECHNOLOGY CORPORATION | ChargePoint | CPAAS-CPF50-L23-WALLMNT-CMK8-3 | CPAAS-CPF50-L23-WALLMNT-CMK8-3-611 | ChargePoint as a Service | 3year Subscription, Single Port, Wall Mount, 50A, Type 1, Cable 23', Single Phase Charger with 8' Cable Management Kit. Unit ships in 3 separate boxes. See invoice or packing slip for details. | EA | 3910.13 | 3792.82 | 3%
CLIN 0002 - EVSE Level 2 | 47QMCA22A0005 | CARAHSOFT TECHNOLOGY CORPORATION | ChargePoint | CPAAS-CPF50-L23-WALLMNT-CMK8-5 | CPAAS-CPF50-L23-WALLMNT-CMK8-5-611 | ChargePoint as a Service | 5year Subscription, Single Port, Wall Mount, 50A, Type 1, Cable 23', Single Phase Charger with 8' Cable Management Kit. Unit ships in 3 separate boxes. See invoice or packing slip for details. | EA | 5331.99 | 5172.03 | 3%
CLIN 0002 - EVSE Level 2 | 47QMCA22A0005 | CARAHSOFT TECHNOLOGY CORPORATION | ChargePoint | CPAAS-CT4000-DUAL-1 | CPAAS-CT4000-DUAL-1-611 | ChargePoint as a Service | 1year Subscription, Dual Output, Gateway, 208/240V @30A with Cord Management. Indicate Wall or Pedestal Mount and 18' or 23' Cords. | EA | 2606.75 | 2528.55 | 3%
CLIN 0002 - EVSE Level 2 | 47QMCA22A0005 | CARAHSOFT TECHNOLOGY CORPORATION | ChargePoint | CPAAS-CT4000-DUAL-3 | CPAAS-CT4000-DUAL-3-611 | ChargePoint as a Service | 3year Subscription, Dual Output, Gateway, 208/240V @30A with Cord Management. Indicate Wall or Pedestal Mount and 18' or 23' Cords. | EA | 7109.32 | 6896.04 | 3%
CLIN 0002 - EVSE Level 2 | 47QMCA22A0005 | CARAHSOFT TECHNOLOGY CORPORATION | ChargePoint | CPAAS-CT4000-DUAL-5 | CPAAS-CT4000-DUAL-5-611 | ChargePoint as a Service | 5year Subscription, Dual Output, Gateway, 208/240V @30A with Cord Management. Indicate Wall or Pedestal Mount and 18' or 23' Cords. | EA | 10663.98 | 10344.06 | 3%
CLIN 0002 - EVSE Level 2 | 47QMCA22A0005 | CARAHSOFT TECHNOLOGY CORPORATION | ChargePoint | CPAAS-CT4000-SINGLE-1 | CPAAS-CT4000-SINGLE-1-611 | ChargePoint as a Service | 1year Subscription, Single Output, Gateway, 208/240V @30A with Cord Management. Indicate whether Wall or Pedestal Mount is needed. | EA | 2132.8 | 2068.81 | 3%
CLIN 0002 - EVSE Level 2 | 47QMCA22A0005 | CARAHSOFT TECHNOLOGY CORPORATION | ChargePoint | CPAAS-CT4000-SINGLE-3 | CPAAS-CT4000-SINGLE-3-611 | ChargePoint as a Service | 3year Subscription, Single Output, Gateway, 208/240V @30A with Cord Management. Indicate whether Wall or Pedestal Mount is needed. | EA | 5865.19 | 5689.23 | 3%
CLIN 0002 - EVSE Level 2 | 47QMCA22A0005 | CARAHSOFT TECHNOLOGY CORPORATION | ChargePoint | CPAAS-CT4000-SINGLE-5 | CPAAS-CT4000-SINGLE-5-611 | ChargePoint as a Service | 5year Subscription, Single Output, Gateway, 208/240V @30A with Cord Management. Indicate whether Wall or Pedestal Mount is needed. | EA | 8590.43 | 8332.72 | 3%
CLIN 0002 - EVSE Level 2 | 47QMCA22A0006 | DISTRICT FLEET, LLC | EV Connect | EVC-CaaS-EvoPlus | N/A | EV CaaS - EvoCharge iEVSE Plus - 60 Month | EV Connect Charging as a Service charge per station: EvoCharge EVC3AC0A1E1B2. 4' Dual-Port Pedestal Mount Charging Station with 18' Cable (WiFi, 4G-LTE cellular, RFID). 60-Month Term | Mo | 213.28 | 209.01 | 2% | Additional 2% for 10+ Units
CLIN 0002 - EVSE Level 2 | 47QMCA22A0006 | DISTRICT FLEET, LLC | EV Connect | EV CaaS - PowerCharge Energy Platinum - 60 Month | N/A | EV CaaS - PowerCharge Energy Platinum - 60 Month | EV Connect Charging as a Service charge per station: PowerCharge E20DPP-CR. Energy Platinum, 32a, Dual Pedestal Mount (Networked) with Retractor. 60-Month Term | Mo | 213.28 | 209.01 | 2% | Additional 2% for 10+ Units
CLIN 0002 - EVSE Level 2 | 47QMCA22A0006 | DISTRICT FLEET, LLC | EV Connect | EV CaaS - PowerCharge Pro- Lightning - 60 Month | N/A | EV CaaS - PowerCharge Pro-Lightning - 60 Month | EV Connect Charging as a Service charge per station: PowerCharge PL20DPP-CR. Pro-Lightning, 32a, Dual Pedestal Mount (Networked) with Retractor. 60-Month Term | Mo | 238.95 | 234.17 | 2% | Additional 2% for 10+ Units
CLIN 0003 - EVSE DC Fast | 47QMCA22A0005 | CARAHSOFT TECHNOLOGY CORPORATION | ChargePoint | CPAAS-CPE250-3 | CPAAS-CPE250-3-611 | ChargePoint as a Service | 3year Subscription, ChargePoint Express 250 Station (62.5 kW) - includes Express 250 Station, 2x Power Modules, 1x CCS1 200A cable, North America Modem/SIM, cUL and UL listed. Indicate if CHAdeMO cable is needed. | EA | 37323.93 | 36204.21 | 3%
CLIN 0003 - EVSE DC Fast | 47QMCA22A0005 | CARAHSOFT TECHNOLOGY CORPORATION | ChargePoint | CPAAS-CPE250-5 | CPAAS-CPE250-5-611 | ChargePoint as a Service | 5year Subscription, ChargePoint Express 250 Station (62.5 kW) - includes Express 250 Station, 2x Power Modules, 1x CCS1 200A cable, North America Modem/SIM, cUL and UL listed. Indicate if CHAdeMO cable is needed. | EA | 56282.12 | 54593.65 | 3%
CLIN 0003 - EVSE DC Fast | 47QMCA22A0005 | CARAHSOFT TECHNOLOGY CORPORATION | ChargePoint | CPAAS-CPE250-PAIRED-3 | CPAAS-CPE250-PAIRED-3-611 | ChargePoint as a Service | 3year Subscription, ChargePoint Express 250 Station (62.5 kW) - includes 2x Express 250 Station, 4x Power Modules, 2x CCS1 200A cable, North America Modem/SIM, cUL and UL listed. Indicate if CHAdeMO cable is needed. | EA | 74647.86 | 72408.42 | 3%
CLIN 0003 - EVSE DC Fast | 47QMCA22A0005 | CARAHSOFT TECHNOLOGY CORPORATION | ChargePoint | CPAAS-CPE250-PAIRED-5 | CPAAS-CPE250-PAIRED-5-611 | ChargePoint as a Service | 5year Subscription, ChargePoint Express 250 Station (62.5 kW) - includes 2x Express 250 Station, 4x Power Modules, 2x CCS1 200A cable, North America Modem/SIM, cUL and UL listed. Indicate if CHAdeMO cable is needed. | EA | 112564.23 | 109187.3 | 3%