## Instructions
Table of Contents
CLIN 0001 - EVSE Level 1
CLIN 0002 - EVSE Level 2
CLIN 0003 - EVSE DC Fast
CLIN 0004 - EVSE Solar/Off-grid
CLIN 0005 - EVSE Portable
CLIN 0006 - Site Planning & Ancillary Services
CLIN 0007 - Power Management & Metering
CLIN 0008 - Network Plans & Data Packages
CLIN 0009 - Operation, Repair & Maintenance Plans
CLIN 0010 - Other Non-Conventional Solutions
CLIN 0011 - Accessories & Components
Charging as a Service (CaaS)
Note: Orders for software or stations that include software cannot be placed until the technology is FedRAMP-authorized. For all FedRAMP authorized solutions, please visit the FedRAMP Marketplace at https://marketplace.fedramp.gov/products
How to Order from this BPA | Detailed information for ordering contracting officers (OCOs) on how to order from this BPA can be found in the Ordering Guide posted on gsa.gov/evse or the summarized version below.
Step 1: Acquisition Planning | Market Research Conduct market research for your requirement in accordance with regulation as you would do with any procurement. As part of sound market research, the EVSE BPA terms and conditions, BPA holders, products, services and pricing should be reviewed which includes this document. The Department of Energy’s webpage for Charging Infrastructure Procurement and Installation includes helpful information for additional research. Estimating the Cost The costs associated with charging infrastructure can vary widely, depending on the level of the station, unit features, site location, available electrical capacity, and labor costs. Costs to consider include EVSE hardware, installation including labor and materials, warranties and operation and maintenance costs.
Step 2: Define the Requirement (can be a simple document that can include a statement of work, what salient characteristics you're looking for, and evaluation criteria (e.g., experience and past performance)) | This is a multiple award BPA established competitively against GSA’s Multiple Award Schedules (MAS). It is the responsibility of the ordering activities to comply with the ordering procedures for FAR 8.405-3(c)(2). Ordering activities: - Should clearly define the agency’s requirements. If a Statement of Work (SOW) is required (CLIN 0006 only), develop the SOW in accordance with FAR 8.405-2. - Ensure the requirements fit within the scope of the BPA. Requirements can include but are not limited to total output (kW), input current, energy star, connector type (J1772, CCS etc.), cord length, networked, specific network, method of initiating charge, OCPP 1.6J compliance, V2G capable, mount type, specific credit cards accepted (ex. WEX, Voyager etc.), warranty and power management capabilities. - Should compete orders under the EVSE BPAs to the maximum extent practicable. - Should give a preference for small business when the conditions in FAR 19.502-2 are met. - Must include a preference under a socio-economic factor to be rated as follows: -- A High preference will be to award to Small Disadvantaged Business prime vendors. -- A Medium preference will be to award to other socio-economic businesses and small businesses. -- Any “other than small business” will receive a Low preference - May set aside orders at any dollar threshold for any of the small business concerns identified in FAR 19.000(a)(3). - Should seek additional discounts to those established in the BPAs. - Solicitations may be oral or written and should establish a reasonable deadline for responses. - Ordering activities have broad discretion in fashioning suitable evaluation procedures. - If using price and other factors, evaluation procedures should be efficient and minimally burdensome. Sample RFQs can be found on gsa.gov/evse.
Step 3: Reach out to firms directly or Issue the RFQ (dependent of service type and acquisition value) | Regardless of the dollar value, when placing orders against the EVSE BPAs, ordering activities must first consider small business. If no small business can meet the need, the OCO may then award it to a large business BPA holder. Orders at or below the micro-purchase threshold ($10,000) - Orders may be placed with any BPA holder that can meet the agency needs. The ordering activity should attempt to distribute any such orders among the BPA holders. Orders exceeding the micro-purchase threshold but not exceeding the simplified acquisition threshold ($250,000) - Each BPA holder offering the required supplies and services must be provided a fair opportunity to be considered unless one of the exceptions at 8.405-6(a)(1)(i) applies. - This guide can be used to ensure that each BPA holder is provided a fair opportunity to be considered, as require by the FAR. If that is the case, the Contracting Officer is not required to contact each BPA holder. - The Contracting Officer must document the circumstances when restricting consideration to less than all multiple-award BPA holders offering the required supplies and services. (The BPA is pre-negotiated; therefore providing a fair opportunity can be comparing model prices within a particular CLIN as listed in this document.) Orders exceeding the simplified acquisition threshold - Unless one of the exceptions at 8.405-6(a)(1)(i) applies, the Contracting Officer must: - Provide an RFQ to all BPA holders offering the required supplies or services, to include a description of the supplies to be delivered or the services to be performed and the basis upon which the selection will be made. - Afford all BPA holders responding to the RFQ an opportunity to submit a quote; and - Fairly consider all responses received and make an award in accordance with the selection procedures. - The Contracting Officer must document the circumstances when restricting consideration to less than all multiple-award BPA holders offering the required supplies and services.
Step 4: Evaluate Quotes | When placing orders against the EVSE BPAs, ordering activities must evaluate all responses received based on the methodology stated in the evaliuation factors decided on to maintain fairness in the ordering process and mitigate protest risk. After evaluation of all responses, Contracting Officers must give award preference to offers with designated Small Business status. If no small business can meet the need, the OCO may then award the order to a large business BPA holder and document the award decision accordingly. The contrcting officer must document evidence of compliance with the procedures in paragraphs 8.3 and 8.4 in the basis for the award decision.
Step 5: Award the Delivery/Task Order | Document your order award in accordance with regulation and local policy. At a minimum, all orders shall include the following information: a. Complete shipping and billing addresses b. Agency Delivery/Task Order Number c. BPA number d. Discount terms (if applicable) e. Period of performance or delivery date f. SOW (if required, CLIN 0006 only) g. Number of units (if applicable) h. Unit price (if applicable) i. Total price of order Order actions must be reported in Federal Procurement Data System (FPDS) within three days after execution of the action. Email notification of the award must also be submitted to GSA at gsafleetafvteam@gsa.gov within five days after execution of the action. The email notification must consist of a copy of the order award, including the SOW if applicable, a brief description and total price of the order.
Step 6: Administer the Order/Close-out the Order | The ordering activity is responsible for administering the resulting order. This includes ensuring that the contractor’s performance on each order is reported in CPARS in accordance with the policies in FAR Subpart 42.15. Delivery/task order files should be closed out in accordance with FAR Subpart 4.804-1 or, if the order is administered by another office, 4.804-2.

## BPA Holder Contacts
BPA Number | Organization Name | Address | City | State | Zip Code | BPA End Date | Business Size | DUNS | SAM UEID | Authorized Negotiator(s) | BPA Adminsitrator(s) | Phone | Email(s)
47QMCA22A0002 | AMERESCO FEDERAL SOLUTIONS, INC. | 520 W SUMMIT HILL DR STE 401 | KNOXVILLE | TN | 37902-2004 | 2027-04-20 | Large Business (LB) | 196975957 | EHZNPJJYAL33 | Nicole Bulgarino | Dana Vaine | 865.414.1341 | nbulgarino@ameresco.com; dvaine@ameresco.com
47QMCA22A0003 | APOLLO SUNGUARD SYSTEMS, INC. | 4487 ASHTON RD | SARASOTA | FL | 34233-2284 | 2027-04-20 | Small Business (SB), Service-disabled veteran-owned small business (SDVOSB) | 119329345 | JQJXT7N7J438 | JF Bierlein | Shelbie Wright, Matt Bianco | 941.925.3000 | evsales@apollosunguard.com, swright@apollosunguard.com, mbianco@fedwayconsulting.com
47QMCA22A0004 | BEAM GLOBAL | 5660 EASTGATE DR | SAN DIEGO | CA | 92121-2816 | 2027-04-20 | Small Business (SB) | 788253065 | KZGLF2JLSL98 | Andy Lovsted | Andy Lovsted | 858.335.8465 | andy.lovsted@beamforall.com
47QMCA22A0005 | CARAHSOFT TECHNOLOGY CORPORATION | 11493 SUNSET HILLS RD | RESTON | VA | 20190-5230 | 2027-04-20 | Large Business (LB) | 88365767 | DT8KJHZXVJH5 | Casey Oesterle | Lacey Wean | 571.662.3010 | chargepoint@carasoft.com, Casey.Oesterle@carahsoft.com; Lacey.wean@carahsoft.com
47QMCA22A0006 | DISTRICT FLEET, LLC | 612 M ST NW APT A | WASHINGTON | DC | 20001-5482 | 2027-04-20 | Small Business (SB), Small Diverse Business (SDB), Historically Underutilized Business (HUB) Zone | 80446010 | Z7MWAAFHSNL9 | Dan MacDonald (District Fleet- CTA Team Lead) Dave Richard (TechFlow– CTA Team Member) | Dan MacDonald | 202.257.3797 (Dan) 571.867.8524 (Dave) | dan@districtfleet.com drichard@techflow.com
47QMCA22A0008 | ENERGY SYSTEMS GROUP, LLC | 9877 EASTGATE CT | NEWBURGH | IN | 47630-2368 | 2027-04-20 | Large Business (LB) | 107175358 | JBZELFBMX1J4 | Steven T. Smith | Kyle Behrends | 216.403.7020 | stsmith@energysystemsgroup.com; kbehrends@energysystemsgroup.com
47QMCA22A0010 | LIOCE GROUP INC., THE | 2950 DRAKE AVE | HUNTSVILLE | AL | 35805-5124 | 2027-04-20 | Small Business (SB) | 798247446 | SSK3JD7D65D5 | Dominic Day | Dominic Day | 256.650.1814 | dday@liocegroup.com, blioce@liocegroup.com
47QMCA22A0011 | OSC SOLUTIONS, INC. | 1100 NORTHPOINT PKWY STE 200 | WEST PALM BEACH | FL | 33407-1937 | 2027-04-20 | Small Business (SB), Veteran Owned Small Business (VOSB) | 61832130 | U15RUNNKM2W7 | Mark Shaffer | Mark Shaffer | 619.838.1638 | mark.shaffer@oscmro.com
47QMCA22A000A | Chargie LLC | 3947 Landmark St. | CULVER CITY | CA | 90232-2315 | 2027-04-20 | SDV |  | NSDFW8DZAP24 | Chris Vargas | Jaideep Upadhyay | (858) 243-6100. | chris.vargas@chargie.com; jaideep.upadhyay@chargie,com
47QMCA22A000X | SIEMENS INDUSTRY, INC. | 1000 DEERFIELD PKWY | BUFFALO GROVE | IL | 60089-4547 | 2027-04-20 | Large Business (LB) | 10944650 | JZXZSN3BBL98 | Norm Campbell | Norm Campbell | 317.476.7368 | Norman.Campbell@siemens.com
47QMCA22A000Y | VERDEK, LLC | 123 ROLLING MEADOW RD | MADISON | CT | 06443-2309 | 2027-04-20 | Small Business (SB) | 958328796 | Q4BWYYMU1J86 | Guy Mannino | Guy Mannino | 203.421.6477 | gmannino@verdek.com
47QMCA22A000Z | WSP USA SOLUTIONS INC. | 1250 23RD ST NW 3RD FL | WASHINGTON | DC | 20037-1164 | 2027-04-20 | Large Business (LB) | 80244851 | GLHZFFJJZ8G2 | Jess Commerford | Richard McGurn | 816.398.8650 | Jess.Commerford@wsp.com, Margaret.Burcham@wsp.com, rich.mcgurn@wsp.com, xavier.williams@wsp.com, dana.lowell@wsp.gov

## CLIN 0001 - EVSE Level 1
BPA Number | Organization Name | MANUFACTURER NAME | Available for Order Through BPA Today | MFR PART NO | DEALER PART NO (if applicable) | PRODUCT NAME | PRODUCT DESCRIPTION | UOI | DISCOUNT PRICE OFFERED TO GSA (including IFF) | BPA Price Offered | BPA Discount to MAS | Additional Quantity/Volume Discounts
47QMCA22A0004 | Beam Global | Beam Global | Yes - Non-Network Solution. | ARC-NEV | N/A | EV ARC 2020 with Neighborhood Electric Vehicle (NEV) 120V Charger with 3 standard 120V outlets (NEMA 5-20R) | The EV ARC 2020 generates power with a 4.4kW array and is the most powerful model we have ever released. Equipped with our patented BeamTrak solar tracking system. Included in the base unit price is a 12-month Operation & Maintenance Plan with wireless remote monitoring. Sun 3 Home Plug Add-on. Three standard 120 volt outlets common in US homes. Plug in using the Electric Vehicle Nozzle provided with most electric vehicles, golf carts and other personal mobility options. Non-networked. Powerper Outlet: .9 1.4 kW. Includes Transformer ARC upgrade th at stows EV ARC for easier transport. | EA | 63993.02 | 63833.04 | 0.25% | additional 0.75% is offered at 100 units or more on one Purchase Order

## CLIN 0002 - EVSE Level 2
BPA Number | Organization Name | HARDWARE MANUFACTURER | Available for Order Through BPA Today & Which Software? | MFR PART NO | DEALER PART NO (if applicable) | PRODUCT NAME | PRODUCT DESCRIPTION | UOI | DISCOUNT PRICE OFFERED TO GSA (including IFF) | BPA Price Offered | BPA Discount to MAS | Additional Quantity/Volume Discounts | Contract Ship Days (CONUS) | Geographic Availability | Commercial or Residential | Total Output (kW) | Input Current | Efficiency (%) | Energy Star (Level 2 ONLY) (Y/N) | Number of Ports | Vehicle Connector Types (J1772/Tesla etc.) | Charging Cord Length (ft) | Method of Initiating Charge / Authentication (RFID, Mobile App, QR Code etc.) | Networked Station (Y/N) | If Networked, Preferred or Standard Network | OCPP 1.6J- Compliant (Y/N) | OCPP 1.6J- Compliant (If N, explain level of effort required (Cost/Ease) to switch to a different network. | V2G Capable | Mount Type | Safety and Compliance (specify applicable certifications & ratings) | Warranty (Description, coverage & duration) | Payment Mechanism (Credit Card Swipe, RFID, App, etc.) | WEX or Voyager Credit Card Accepted?
47QMCA22A0002 | AMERESCO FEDERAL SOLUTIONS, INC. | BTC Power | No - EV Connect software is undergoing FedRAMP review and will not be available for ordering through the BPAs until this process is complete and the platform this product operates on receives an ATO designation or it has been determined does not require one. Purchase this product today through GSA Advantage, but agencies will need to evaluate each product at the agency level to ensure it meets all agency-specific privacy, IT, and cyber supply chain requirements. | L2P-70-240-16-001-AC | N/A | BTC - L2P-70-240-16-001 - AC Level 2 Pedestal 70A Single | AC Level 2 Pedestal 70A Single w/ RFID | EA | 5128.46 | 5128.46 | 0% | N/A | 42 | CONUS/OCONUS Capabilities | Commercial | 16.8 | 240/208 VAC, 70A Load |  | Yes | 1 | SAE J1772 | 25 | RFID | Yes | EV Connect | Yes | Very simple to switch to a new software supplier. The new suppliers OCPP s/w can be downloaded over the air, onsite visit required to switch out SIM card and place new station ID decals on EVSE. | No | Pedestal | Certified by Intertek, a Nationally Recogized Testing Laboratory - Intertek certifies to all UL/ cUL/ NEC/ FCC requirements | 2-year manufacturers warranty, parts only, begins on date of installation or 60-days from the ship date from the factory, whichever occurs first. | RFID | Yes - both
47QMCA22A0002 | AMERESCO FEDERAL SOLUTIONS, INC. | BTC Power | No - EV Connect software is undergoing FedRAMP review and will not be available for ordering through the BPAs until this process is complete and the platform this product operates on receives an ATO designation or it has been determined does not require one. Purchase this product today through GSA Advantage, but agencies will need to evaluate each product at the agency level to ensure it meets all agency-specific privacy, IT, and cyber supply chain requirements. | L2P-30-240-16-005-AC | N/A | BTC - L2P-30-240-16-005 - AC Level 2 Pedestal 30A Single - RFID & Credit Card | AC Level 2 Pedestal 30A Single w/RFID & Credit Card | EA | 4614.61 | 4614.61 | 0% | N/A | 42 | CONUS/OCONUS Capabilities | Commercial | 7.2 | 240/208 VAC, 30A Load |  | Yes | 1 | SAE J1772 | 25 | RFID | Yes | EV Connect | Yes | Very simple to switch to a new software supplier. The new suppliers OCPP s/w can be downloaded over the air, onsite visit required to switch out SIM card and place new station ID decals on EVSE. | No | Pedestal | Certified by Intertek, a Nationally Recogized Testing Laboratory - Intertek certifies to all UL/ cUL/ NEC/ FCC requirements | 2-year manufacturers warranty, parts only, begins on date of installation or 60-days from the ship date from the factory, whichever occurs first. | RFID, Credit Card | Yes - both
47QMCA22A0002 | AMERESCO FEDERAL SOLUTIONS, INC. | BTC Power | No - EV Connect software is undergoing FedRAMP review and will not be available for ordering through the BPAs until this process is complete and the platform this product operates on receives an ATO designation or it has been determined does not require one. Purchase this product today through GSA Advantage, but agencies will need to evaluate each product at the agency level to ensure it meets all agency-specific privacy, IT, and cyber supply chain requirements. | L2W-30-240-16-001-AC | N/A | BTC - L2W-30-240-16-001 - AC Level 2 Wall Mount 30A Single w/ RFID | AC Level 2 Wall Mount 30A Single w/ RFID | EA | 3415.62 | 3415.62 | 0% | N/A | 42 | CONUS/OCONUS Capabilities | Commercial | 7.2 | 240/208 VAC, 30A Load |  | Yes | 1 | SAE J1772 | 25 | RFID | Yes | EV Connect | Yes | Very simple to switch to a new software supplier. The new suppliers OCPP s/w can be downloaded over the air, onsite visit required to switch out SIM card and place new station ID decals on EVSE. | No | Wall Mount | Certified by Intertek, a Nationally Recogized Testing Laboratory - Intertek certifies to all UL/ cUL/ NEC/ FCC requirements | 2-year manufacturers warranty, parts only, begins on date of installation or 60-days from the ship date from the factory, whichever occurs first. | RFID, Credit Card, EMV, QR Code, ISO 15118 (optional) | Yes - both
47QMCA22A0003 | APOLLO SUNGUARD SYSTEMS, INC. | ChargePoint | Yes - comes with ChargePoint Software | CPF50-L18 | N/A | CPF50-L18 | Single Port, Wall Mount, 50A, Type 1, Cable 18', Single Phase Charger. Unit ships in 1 box. | EA | 1836.42 | 1768.1052 | 3.72% | N/A | 60 DAYS | All 50 states is USA & Puerto Rico | Commercial | 12kW | 50A | N/A | Yes | 1 | SAE J1772 | 18 | RFID | Yes | Standard | No | CPF stations can received OTA software update for OCPP compliance at no cost to GSA | Hardware capable, requires software OTA update | Wall | UL and C-UL listed; complies with UL2594, UL2231-1, UL 2231-2. NEC Article 625 compliant. For Canada CSA C22.2, No. 280, 281.1, 281.2, CED UL and C-UL listed per UL916 Energy Management Equipment | one year standard parts only warranty; additional years of coverage are available under our Assure Program: https://www.chargepoint.com/products/service | Fleet only - does not accept payments | Yes
47QMCA22A0003 | APOLLO SUNGUARD SYSTEMS, INC. | ChargePoint | Yes - comes with ChargePoint Software | CPF50-L18 WALLMNT-CMK6 | N/A | CPF50-L18 WALLMNT-CMK6 | Single Port, Wall Mount, 50A, Type 1, Cable 18' with 6' Cable Management Kit, Single Phase Charger. Unit ships in 3 separate boxes. | EA | 3217.33 | 3097.6453 | 3.72% | N/A | 60 DAYS | All 50 states is USA & Puerto Rico | Commercial | 12kW | 50A | N/A | Yes | 1 | SAE J1772 | 18 | RFID | Yes | Standard | No | CPF stations can received OTA software update for OCPP compliance at no cost to GSA | Yes | Wall | UL and C-UL listed; complies with UL2594, UL2231-1, UL 2231-2. NEC Article 625 compliant. For Canada CSA C22.2, No. 280, 281.1, 281.2, CED UL and C-UL listed per UL916 Energy Management Equipment | one year standard parts only warranty; additional years of coverage are available under our Assure Program: https://www.chargepoint.com/products/service | Fleet only - does not accept payments | Yes
47QMCA22A0003 | APOLLO SUNGUARD SYSTEMS, INC. | ChargePoint | Yes - comes with ChargePoint Software | CPF50-L18-PEDMNT | N/A | CPF50-L18-PEDMNT | Single Port, Pedestal Mount, 50A, Type 1, Cable 18', Single Phase Charger. Unit ships in 4 boxes. | EA | 3059.1 | 2945.3015 | 3.72% | N/A | 60 DAYS | All 50 states is USA & Puerto Rico | Commercial | 12kW | 50A | N/A | Yes | 1 | SAE J1772 | 18 | RFID | Yes | Standard | No | CPF stations can received OTA software update for OCPP compliance at no cost to GSA | Yes | Pedestal | UL and C-UL listed; complies with UL2594, UL2231-1, UL 2231-2. NEC Article 625 compliant. For Canada CSA C22.2, No. 280, 281.1, 281.2, CED UL and C-UL listed per UL916 Energy Management Equipment | one year standard parts only warranty; additional years of coverage are available under our Assure Program: https://www.chargepoint.com/products/service | Fleet only - does not accept payments | Yes
47QMCA22A0003 | APOLLO SUNGUARD SYSTEMS, INC. | ChargePoint | Yes - comes with ChargePoint Software | CPF50-L18-PEDMNT- DUAL | N/A | CPF50-L18-PEDMNT- Dual | Dual Port, Pedestal Mount, 50A, Type 1, Cable 18', Single Phase Charger. Unit ships in 5 separate boxes. | EA | 4612.62 | 4441.0305 | 3.72% | N/A | 60 DAYS | All 50 states is USA & Puerto Rico | Commercial | 12kW | 50A | N/A | Yes | 2 | SAE J1772 | 18 | RFID | Yes | Standard | No | CPF stations can received OTA software update for OCPP compliance at no cost to GSA | Yes | Pedestal | UL and C-UL listed; complies with UL2594, UL2231-1, UL 2231-2. NEC Article 625 compliant. For Canada CSA C22.2, No. 280, 281.1, 281.2, CED UL and C-UL listed per UL916 Energy Management Equipment | one year standard parts only warranty; additional years of coverage are available under our Assure Program: https://www.chargepoint.com/products/service | Fleet only - does not accept payments | Yes
47QMCA22A0003 | APOLLO SUNGUARD SYSTEMS, INC. | ChargePoint | Yes - comes with ChargePoint Software | CPF50-L18-PEDMNT-CMK6 | N/A | CPF50-L18-PEDMNT-CMK6 | Single Port, Pedestal Mount, 50A, Type 1, Cable 18', Single Phase Charger with 6' Cable Management Kit. Unit ships in 5 separate boxes. | EA | 3826.27 | 3683.9328 | 3.72% | N/A | 60 DAYS | All 50 states is USA & Puerto Rico | Commercial | 12kW | 50A | N/A | Yes | 1 | SAE J1772 | 18 | RFID | Yes | Standard | No | CPF stations can received OTA software update for OCPP compliance at no cost to GSA | Yes | Pedestal | UL and C-UL listed; complies with UL2594, UL2231-1, UL 2231-2. NEC Article 625 compliant. For Canada CSA C22.2, No. 280, 281.1, 281.2, CED UL and C-UL listed per UL916 Energy Management Equipment | one year standard parts only warranty; additional years of coverage are available under our Assure Program: https://www.chargepoint.com/products/service | Fleet only - does not accept payments | Yes
47QMCA22A0003 | APOLLO SUNGUARD SYSTEMS, INC. | ChargePoint | Yes - comes with ChargePoint Software | CPF50-L18-PEDMNT-CMK6-DUAL | N/A | CPF50-L18-PEDMNT-CMK6-Dual | Dual Port, Pedestal Mount, 50A, Type 1, Cable 18', Single Phase Charger with 6' Cable Management Kit. Unit ships in 6 separate boxes. | EA | 5686.66 | 5475.1162 | 3.72% | N/A | 60 DAYS | All 50 states is USA & Puerto Rico | Commercial | 12kW | 50A | N/A | Yes | 2 | SAE J1772 | 18 | RFID | Yes | Standard | No | CPF stations can received OTA software update for OCPP compliance at no cost to GSA | Yes | Pedestal | UL and C-UL listed; complies with UL2594, UL2231-1, UL 2231-2. NEC Article 625 compliant. For Canada CSA C22.2, No. 280, 281.1, 281.2, CED UL and C-UL listed per UL916 Energy Management Equipment | one year standard parts only warranty; additional years of coverage are available under our Assure Program: https://www.chargepoint.com/products/service | Fleet only - does not accept payments | Yes
47QMCA22A0003 | APOLLO SUNGUARD SYSTEMS, INC. | ChargePoint | Yes - comes with ChargePoint Software | CPF50-L23 | N/A | CPF50-L23 | Single Port, Wall Mount, 50A, Type 1, Cable 23', Single Phase Charger. Unit ships in 1 box. | EA | 1898.75 | 1828.1165 | 3.72% | N/A | 60 DAYS | All 50 states is USA & Puerto Rico | Commercial | 12kW | 50A | N/A | Yes | 1 | SAE J1772 | 23 | RFID | Yes | Standard | No | CPF stations can received OTA software update for OCPP compliance at no cost to GSA | Yes | Wall | UL and C-UL listed; complies with UL2594, UL2231-1, UL 2231-2. NEC Article 625 compliant. For Canada CSA C22.2, No. 280, 281.1, 281.2, CED UL and C-UL listed per UL916 Energy Management Equipment | one year standard parts only warranty; additional years of coverage are available under our Assure Program: https://www.chargepoint.com/products/service | Fleet only - does not accept payments | Yes
47QMCA22A0003 | APOLLO SUNGUARD SYSTEMS, INC. | ChargePoint | Yes - comes with ChargePoint Software | CPF50-L23 WALLMNT-CMK8 | N/A | CPF50-L23 WALLMNT-CMK8 | Single Port, Wall Mount, 50A, Type 1, Cable 23', Single Phase Charger with 8' Cable Management Kit. Unit ships in 3 separate boxes. | EA | 4008.47 | 3859.3549 | 3.72% | N/A | 60 DAYS | All 50 states is USA & Puerto Rico | Commercial | 12kW | 50A | N/A | Yes | 1 | SAE J1772 | 23 | RFID | Yes | Standard | No | CPF stations can received OTA software update for OCPP compliance at no cost to GSA | Yes | Wall | UL and C-UL listed; complies with UL2594, UL2231-1, UL 2231-2. NEC Article 625 compliant. For Canada CSA C22.2, No. 280, 281.1, 281.2, CED UL and C-UL listed per UL916 Energy Management Equipment | one year standard parts only warranty; additional years of coverage are available under our Assure Program: https://www.chargepoint.com/products/service | Fleet only - does not accept payments | Yes
47QMCA22A0003 | APOLLO SUNGUARD SYSTEMS, INC. | ChargePoint | Yes - comes with ChargePoint Software | CPF50-L23-PEDMNT | N/A | CPF50-L23-PEDMNT | Single Port, Pedestal Mount, 50A, Type 1, Cable 23', Single Phase Charger. Unit ships in 4 separate boxes. | EA | 3121.43 | 3005.3128 | 3.72% | N/A | 60 DAYS | All 50 states is USA & Puerto Rico | Commercial | 12kW | 50A | N/A | Yes | 1 | SAE J1772 | 23 | RFID | Yes | Standard | No | CPF stations can received OTA software update for OCPP compliance at no cost to GSA | Yes | Pedestal | UL and C-UL listed; complies with UL2594, UL2231-1, UL 2231-2. NEC Article 625 compliant. For Canada CSA C22.2, No. 280, 281.1, 281.2, CED UL and C-UL listed per UL916 Energy Management Equipment | one year standard parts only warranty; additional years of coverage are available under our Assure Program: https://www.chargepoint.com/products/service | Fleet only - does not accept payments | Yes
47QMCA22A0003 | APOLLO SUNGUARD SYSTEMS, INC. | ChargePoint | Yes - comes with ChargePoint Software | CPF50-L23-PEDMNT-CMK8 | N/A | CPF50-L23-PEDMNT-CMK8 | Single Port, Pedestal Mount, 50A, Type 1, Cable 23', Single Phase Charger with 8' Cable Management Kit. Unit ships in 5 separate boxes | EA | 4617.42 | 4445.652 | 3.72% | N/A | 60 DAYS | All 50 states is USA & Puerto Rico | Commercial | 12kW | 50A | N/A | Yes | 1 | SAE J1772 | 23 | RFID | Yes | Standard | No | CPF stations can received OTA software update for OCPP compliance at no cost to GSA | Yes | Pedestal | UL and C-UL listed; complies with UL2594, UL2231-1, UL 2231-2. NEC Article 625 compliant. For Canada CSA C22.2, No. 280, 281.1, 281.2, CED UL and C-UL listed per UL916 Energy Management Equipment | one year standard parts only warranty; additional years of coverage are available under our Assure Program: https://www.chargepoint.com/products/service | Fleet only - does not accept payments | Yes
47QMCA22A0003 | APOLLO SUNGUARD SYSTEMS, INC. | ChargePoint | Yes - comes with ChargePoint Software | CPF50-L23-PEDMNT-CMK8-DUAL | N/A | CPF50-L23-PEDMNT-CMK8-Dual | Dual Port, Pedestal Mount, 50A, Type 1, Cable 23', Single Phase Charger with 8' Cable Management Kit. Unit ships in 6 separate boxes. | EA | 6549.73 | 6306.08 | 3.72% | N/A | 60 DAYS | All 50 states is USA & Puerto Rico | Commercial | 12kW | 50A | N/A | Yes | 2 | SAE J1772 | 23 | RFID | Yes | Standard | No | CPF stations can received OTA software update for OCPP compliance at no cost to GSA | Yes | Pedestal | UL and C-UL listed; complies with UL2594, UL2231-1, UL 2231-2. NEC Article 625 compliant. For Canada CSA C22.2, No. 280, 281.1, 281.2, CED UL and C-UL listed per UL916 Energy Management Equipment | one year standard parts only warranty; additional years of coverage are available under our Assure Program: https://www.chargepoint.com/products/service | Fleet only - does not accept payments | Yes
47QMCA22A0003 | APOLLO SUNGUARD SYSTEMS, INC. | ChargePoint | Yes - comes with ChargePoint Software | CPF50-L23-PEDMNT-DUAL | N/A | CPF50-L23-PEDMNT-Dual | Dual Port, Pedestal Mount, 50A, Type 1, Cable 23', Single Phase Charger. Unit ships in 5 separate boxes. | EA | 4737.29 | 4561.0628 | 3.72% | N/A | 60 DAYS | All 50 states is USA & Puerto Rico | Commercial | 12kW | 50A | N/A | Yes | 2 | SAE J1772 | 23 | RFID | Yes | Standard | No | CPF stations can received OTA software update for OCPP compliance at no cost to GSA | Yes | Pedestal | UL and C-UL listed; complies with UL2594, UL2231-1, UL 2231-2. NEC Article 625 compliant. For Canada CSA C22.2, No. 280, 281.1, 281.2, CED UL and C-UL listed per UL916 Energy Management Equipment | one year standard parts only warranty; additional years of coverage are available under our Assure Program: https://www.chargepoint.com/products/service | Fleet only - does not accept payments | Yes
47QMCA22A0003 | APOLLO SUNGUARD SYSTEMS, INC. | ChargePoint | Yes - comes with ChargePoint Software | CT4011-GW1 | N/A | CT4011-GW1 | Single Output, Gateway, Bollard Unit - 208/240V @30A with Cord Management | EA | 6122.99 | 5895.2148 | 3.72% | N/A | 60 DAYS | All 50 states is USA & Puerto Rico | Commercial | 7.2kW | 30A | N/A | Yes | 1 | SAE J1772 | 18 | RFID, Mobile App, Contactless Credit Card | Yes | Standard | Yes |  | Yes | Pedestal | UL listed and cUL certified; complies with UL 2594, UL 2231-1, UL 2231-2, and NEC Article 625 | one year standard parts only warranty; additional years of coverage are available under our Assure Program: https://www.chargepoint.com/products/service | Contactless Credit Card, RFID, Tap to Pay with Mobile app, call center, roaming | Yes
47QMCA22A0003 | APOLLO SUNGUARD SYSTEMS, INC. | ChargePoint | Yes - comes with ChargePoint Software | CT4013-GW1 | N/A | CT4013-GW1 | Single Output, Gateway, Wall Mount Unit - 208/240V @30A with Cord Management | EA | 6122.99 | 5895.2148 | 3.72% | N/A | 60 DAYS | All 50 states is USA & Puerto Rico | Commercial | 7.2kW | 30A | N/A | Yes | 1 | SAE J1772 | 18 | RFID, Mobile App, Contactless Credit Card | Yes | Standard | Yes |  | Yes | Wall | UL listed and cUL certified; complies with UL 2594, UL 2231-1, UL 2231-2, and NEC Article 626 | one year standard parts only warranty; additional years of coverage are available under our Assure Program: https://www.chargepoint.com/products/service | Contactless Credit Card, RFID, Tap to Pay with Mobile app, call center, roaming | Yes
47QMCA22A0003 | APOLLO SUNGUARD SYSTEMS, INC. | ChargePoint | Yes - comes with ChargePoint Software | CT4021-GW1 | N/A | CT4021-GW1 | Dual Output, Gateway, Bollard Unit - 208/240V @30A with Cord Management | EA | 8812.89 | 8485.0505 | 3.72% | N/A | 60 DAYS | All 50 states is USA & Puerto Rico | Commercial | 7.2kW | 30A | N/A | Yes | 2 | SAE J1772 | 18 | RFID, Mobile App, Contactless Credit Card | Yes | Standard | Yes |  | Yes | Pedestal | UL listed and cUL certified; complies with UL 2594, UL 2231-1, UL 2231-2, and NEC Article 627 | one year standard parts only warranty; additional years of coverage are available under our Assure Program: https://www.chargepoint.com/products/service | Contactless Credit Card, RFID, Tap to Pay with Mobile app, call center, roaming | Yes
47QMCA22A0003 | APOLLO SUNGUARD SYSTEMS, INC. | ChargePoint | Yes - comes with ChargePoint Software | CT4023-GW1 | N/A | CT4023-GW1 | Dual Output, Gateway, Wall Mount Unit - 208/240V @30A with Cord Management | EA | 8812.89 | 8485.0505 | 3.72% | N/A | 60 DAYS | All 50 states is USA & Puerto Rico | Commercial | 7.2kW | 30A | N/A | Yes | 2 | SAE J1772 | 18 | RFID, Mobile App, Contactless Credit Card | Yes | Standard | Yes |  | Yes | Wall | UL listed and cUL certified; complies with UL 2594, UL 2231-1, UL 2231-2, and NEC Article 628 | one year standard parts only warranty; additional years of coverage are available under our Assure Program: https://www.chargepoint.com/products/service | Contactless Credit Card, RFID, Tap to Pay with Mobile app, call center, roaming | Yes
47QMCA22A0003 | APOLLO SUNGUARD SYSTEMS, INC. | ChargePoint | Yes - comes with ChargePoint Software | CT4025-GW1 | N/A | CT4025-GW1 | Dual Output, Gateway, Bollard Unit - 208/240V @30A with Cord Management, 23' Cords, 8' CMK | EA | 10035.57 | 9662.2468 | 3.72% | N/A | 60 DAYS | All 50 states is USA & Puerto Rico | Commercial | 7.2kW | 30A | N/A | Yes | 2 | SAE J1772 | 23 | RFID, Mobile App, Contactless Credit Card | Yes | Standard | Yes |  | Yes | Pedestal | UL listed and cUL certified; complies with UL 2594, UL 2231-1, UL 2231-2, and NEC Article 629 | one year standard parts only warranty; additional years of coverage are available under our Assure Program: https://www.chargepoint.com/products/service | Contactless Credit Card, RFID, Tap to Pay with Mobile app, call center, roaming | Yes
47QMCA22A0003 | APOLLO SUNGUARD SYSTEMS, INC. | ChargePoint | Yes - comes with ChargePoint Software | CT4027-GW1 | N/A | CT4027-GW1 | Dual Output Gateway, Wall Mount Unit - 208/240V @30A with Cord Management, 23' Cords, 8' CMK | EA | 10035.57 | 9662.2468 | 3.72% | N/A | 60 DAYS | All 50 states is USA & Puerto Rico | Commercial | 7.2kW | 30A | N/A | Yes | 2 | SAE J1772 | 23 | RFID, Mobile App, Contactless Credit Card | Yes | Standard | Yes |  | Yes | Wall | UL listed and cUL certified; complies with UL 2594, UL 2231-1, UL 2231-2, and NEC Article 630 | one year standard parts only warranty; additional years of coverage are available under our Assure Program: https://www.chargepoint.com/products/service | Contactless Credit Card, RFID, Tap to Pay with Mobile app, call center, roaming | Yes
47QMCA22A0003 | APOLLO SUNGUARD SYSTEMS, INC. | ChargePoint | Yes - comes with ChargePoint Software | CTSW-SAS-COMM-1 | N/A | ChargePoint Commercial Network Software | 12 months ChargePoint Commercial Network Software paid in arrears quarterly - 24/7/365 network operation and driver support, station manager login, pricing control, reservation control, station API use, billing API use, reservation API use. | EA | 289.45 | 278.6825 | 3.72% | N/A | 60 DAYS | All 50 states is USA & Puerto Rico | Commercial |  |  | N/A | Yes |  |  |  | RFID, Mobile App, Contactless Credit Card | Yes | Standard | Yes |  | Yes |  | UL and C-UL listed; complies with UL2594, UL2231-1, UL 2231-2. NEC Article 625 compliant. For Canada CSA C22.2, No. 280, 281.1, 281.2, CED UL and C-UL listed per UL916 Energy Management Equipment | one year standard parts only warranty; additional years of coverage are available under our Assure Program: https://www.chargepoint.com/products/service | Contactless Credit Card, RFID, Tap to Pay with Mobile app, call center, roaming | Yes
47QMCA22A0003 | APOLLO SUNGUARD SYSTEMS, INC. | ChargePoint | Yes - comes with ChargePoint Software | CPE250C-625-CCS1-200A | N/A | CPE250 Station | CP Express 250 Station (62.5 kW) - includes Express 250 Station, 2x Power Modules, 1x 200A CCS1 cable, North America Modem/SIM, cUL and UL listed, requires CPE250-CMT-IMPERIAL in US, CPE250-CMT-METRIC in Canada. CPE250-CMT-IMPERIAL/METRIC not included. | EA | 42258.01 | 40686.012 | 3.72% | N/A | 60 DAYS | All 50 states is USA & Puerto Rico | Commercial | 62.5kW (standalone) 125kW (paired) | 80A | >96% | Yes |  | Chademo, CCS1, CCS2, NACS |  | RFID, Mobile App, Contactless Credit Card | Yes | Standard | Yes |  | Not at this time, as we monitor advancements and market adoption of the technology. | Ground | UL and C-UL listed; complies with UL2594, UL2231-1, UL 2231-2. NEC Article 625 compliant. For Canada CSA C22.2, No. 280, 281.1, 281.2, CED UL and C-UL listed per UL916 Energy Management Equipment | one year standard parts only warranty; additional years of coverage are available under our Assure Program: https://www.chargepoint.com/products/service | Contactless Credit Card, RFID, Tap to Pay with Mobile app, call center, roaming | Yes
47QMCA22A0003 | APOLLO SUNGUARD SYSTEMS, INC. | ChargePoint | Yes - comes with ChargePoint Software | CP6011X-80A-L7 | N/A | CP6000 Station | CP6011, NA, AC Station, 1 x Type 1 Cable, 80A, 1-Phase, 23' Cable, 8' Cable Management Kit, Pedestal Mount, Contactless Credit Card and RFID Reader, Cellular/Wi-Fi, UL, Power Share Jumper, 1YR Parts Warranty | EA | 6736.93 | 6486.3162 | 3.72% | N/A | 60 DAYS | All 50 states is USA & Puerto Rico | Commercial | 19.2 | 80A | N/A | Yes | 1 | SAE J1772 | 23 | RFID, Mobile App, Contactless Credit Card | Yes | Standard | Yes |  | Yes | Pedestal | UL and C-UL listed; complies with UL2594, UL2231-1, UL 2231-2. NEC Article 625 compliant. For Canada CSA C22.2, No. 280, 281.1, 281.2, CED UL and C-UL listed per UL916 Energy Management Equipment | one year standard parts only warranty; additional years of coverage are available under our Assure Program: https://www.chargepoint.com/products/service | Contactless Credit Card, RFID, Tap to Pay with Mobile app, call center, roaming | Yes
47QMCA22A0003 | APOLLO SUNGUARD SYSTEMS, INC. | ChargePoint | Yes - comes with ChargePoint Software | CP6013X-80A-L7 | N/A | CP6000 Station | CP6013, NA, AC Station, 1 x Type 1 Cable, 80A, 1-Phase, 23' Cable, 8' Cable Management Kit, Wall Mount, Contactless Credit Card and RFID Reader, Cellular/Wi-Fi, UL, Power Share Jumper, 1YR Parts Warranty | EA | 6736.93 | 6486.3162 | 3.72% | N/A | 60 DAYS | All 50 states is USA & Puerto Rico | Commercial | 19.2 | 80A | N/A | Yes | 1 | SAE J1772 | 23 | RFID, Mobile App, Contactless Credit Card | Yes | Standard | Yes |  | Yes | Wall | UL and C-UL listed; complies with UL2594, UL2231-1, UL 2231-2. NEC Article 625 compliant. For Canada CSA C22.2, No. 280, 281.1, 281.2, CED UL and C-UL listed per UL916 Energy Management Equipment | one year standard parts only warranty; additional years of coverage are available under our Assure Program: https://www.chargepoint.com/products/service | Contactless Credit Card, RFID, Tap to Pay with Mobile app, call center, roaming | Yes
47QMCA22A0003 | APOLLO SUNGUARD SYSTEMS, INC. | ChargePoint | Yes - comes with ChargePoint Software | CP6023X-80A-L7 | N/A | CP6000 Station | CP6023, NA, AC Station, 2 x Type 1 Cable, 80A, 1-Phase, 23' Cable, 8' Cable Management Kit, Wall Mount, Contactless Credit Card and RFID Reader, Cellular/Wi-Fi, UL, Power Share Jumper, 1YR Parts Warranty | EA | 10644.82 | 10248.8327 | 3.72% | N/A | 60 DAYS | All 50 states is USA & Puerto Rico | Commercial | 19.2 | 80A | N/A | Yes | 2 | SAE J1772 | 23 | RFID, Mobile App, Contactless Credit Card | Yes | Standard | Yes |  | Yes | Wall | UL and C-UL listed; complies with UL2594, UL2231-1, UL 2231-2. NEC Article 625 compliant. For Canada CSA C22.2, No. 280, 281.1, 281.2, CED UL and C-UL listed per UL916 Energy Management Equipment | one year standard parts only warranty; additional years of coverage are available under our Assure Program: https://www.chargepoint.com/products/service | Contactless Credit Card, RFID, Tap to Pay with Mobile app, call center, roaming | Yes
47QMCA22A0003 | APOLLO SUNGUARD SYSTEMS, INC. | ChargePoint | Yes - comes with ChargePoint Software | CP6021X-80A-L7 | N/A | CP6000 Station | CP6021, NA, AC Station, 2 x Type 1 Cable, 80A, 1-Phase, 23' Cable, 8' Cable Management Kit, Pedestal Mount, Contactless Credit Card and RFID Reader, Cellular/Wi-Fi, UL, Power Share Jumper, 1YR Parts Warranty | EA | 10644.82 | 10248.8327 | 3.72% | N/A | 60 DAYS | All 50 states is USA & Puerto Rico | Commercial | 19.2 | 80A | N/A | Yes | 2 | SAE J1772 | 23 | RFID, Mobile App, Contactless Credit Card | Yes | Standard | Yes |  | Yes | Pedestal | UL and C-UL listed; complies with UL2594, UL2231-1, UL 2231-2. NEC Article 625 compliant. For Canada CSA C22.2, No. 280, 281.1, 281.2, CED UL and C-UL listed per UL916 Energy Management Equipment | one year standard parts only warranty; additional years of coverage are available under our Assure Program: https://www.chargepoint.com/products/service | Contactless Credit Card, RFID, Tap to Pay with Mobile app, call center, roaming | Yes
47QMCA22A0003 | APOLLO SUNGUARD SYSTEMS, INC. | ChargePoint | Yes - comes with ChargePoint Software | CPE280-800-NA-3A1S1 | N/A | ChargePoint Express 280 Station | ChargePoint Express 280 Station, NA, DC Station, 80kW, 1 x CCS1 250A 4.5m cable, 2 x Power Modules, 2.4m Cable management kit, ChargePoint Signage, 254mm (10") Touch Display, Contactless credit card and RFID reader, Cellular/Wifi, UL Listed, 1 year Parts Warranty | EA | 50347.1 | 48474.1879 | 3.72% | N/A | 60 DAYS | All 50 states is USA & Puerto Rico | Commercial | 80kW (standalone) 160kW (paired) | 80A | >96% | Yes | 1 | Chademo, CCS1, CCS2, NACS | 18 or 24 | RFID, Mobile App, Contactless Credit Card | Yes | Standard | Yes |  | Not at this time, as we monitor advancements and market adoption of the technology. | Ground | UL and C-UL listed; complies with UL2594, UL2231-1, UL 2231-2. NEC Article 625 compliant. For Canada CSA C22.2, No. 280, 281.1, 281.2, CED UL and C-UL listed per UL916 Energy Management Equipment | one year standard parts only warranty; additional years of coverage are available under our Assure Program: https://www.chargepoint.com/products/service | Contactless Credit Card, RFID, Tap to Pay with Mobile app, call center, roaming | Yes
47QMCA22A0003 | APOLLO SUNGUARD SYSTEMS, INC. | ChargePoint | Yes - comes with ChargePoint Software | CPE250C-625-CCS1-200A-CHD-CHIP | N/A | ChargePoint Express 250 Station | ChargePoint Express 250 Station (62.5 kW) - includes Express 250 Station, 2x Power Modules, 1x CCS1 200A cable, 1x CHAdeMO cable, North America Modem/SIM, cUL and UL listed, requires UNIVERSAL-CMT-METRIC, not included. Includes integrated EMV Chip Reader terminal. Required for California public facing installations only | EA | 52284.27 | 50339.2952 | 3.72% | N/A | 60 DAYS | All 50 states is USA & Puerto Rico | Commercial | 62.5kW (standalone) 125kW (paired) | 80A | >96% | Yes | 1 | Chademo, CCS1, CCS2, NACS | 18 or 24 | RFID, Mobile App, Contactless Credit Card | Yes | Standard | Yes |  | Not at this time, as we monitor advancements and market adoption of the technology. | Ground | UL and C-UL listed; complies with UL2594, UL2231-1, UL 2231-2. NEC Article 625 compliant. For Canada CSA C22.2, No. 280, 281.1, 281.2, CED UL and C-UL listed per UL916 Energy Management Equipment | one year standard parts only warranty; additional years of coverage are available under our Assure Program: https://www.chargepoint.com/products/service | Contactless Credit Card, RFID, Tap to Pay with Mobile app, call center, roaming | Yes
47QMCA22A0003 | APOLLO SUNGUARD SYSTEMS, INC. | ChargePoint | Yes - comes with ChargePoint Software | CPE280-800-NA-3A1S1-1A3S1 | N/A | ChargePoint Express 280 Station | ChargePoint Express 280 Station, NA, DC Station, 80kW, 1 x CCS1 250A 4.5m cable, 1x CHAdeMO 140A 4.5m cable, 2 x Power Modules, 2.4m Cable management kit, ChargePoint Signage, 254mm (10") Touch Display, Contactless credit card and RFID reader, Cellular/Wifi, UL Listed, 1 year Parts Warranty | EA | 52984.33 | 51013.3129 | 3.72% | N/A | 60 DAYS | All 50 states is USA & Puerto Rico | Commercial | 80kW (standalone) 160kW (paired) | 80A | >96% | Yes | 1 | Chademo, CCS1, CCS2, NACS | 18 or 24 | RFID, Mobile App, Contactless Credit Card | Yes | Standard | Yes |  | Not at this time, as we monitor advancements and market adoption of the technology. | Ground | UL and C-UL listed; complies with UL2594, UL2231-1, UL 2231-2. NEC Article 625 compliant. For Canada CSA C22.2, No. 280, 281.1, 281.2, CED UL and C-UL listed per UL916 Energy Management Equipment | one year standard parts only warranty; additional years of coverage are available under our Assure Program: https://www.chargepoint.com/products/service | Contactless Credit Card, RFID, Tap to Pay with Mobile app, call center, roaming | Yes
47QMCA22A0003 | APOLLO SUNGUARD SYSTEMS, INC. | ChargePoint | Yes - comes with ChargePoint Software | CP6011B-50A-L5.5 | N/A | CP6011 | CP6011, NA, AC Station, 1 x Type 1 Cable, 50A, 1-Phase, 18' Cable, 6' Cable Management Kit, Pedestal Mount, 8" Touch Display, Contactless Credit Card and RFID Reader, Cellular/Wi-Fi, UL, Power Share Jumper, 1YR Parts Warranty | EA | 6123.16 | 5895.3784 | 3.72% | N/A | 60 DAYS | All 50 states is USA & Puerto Rico | Commercial | 12kW | 50A | N/A | Yes | 1 | J1772 | 18 | RFID, Mobile App, Contactless Credit Card | Yes | Standard | Yes |  | Yes | Pedestal | UL and C-UL listed; complies with UL2594, UL2231-1, UL 2231-2. NEC Article 625 compliant. For Canada CSA C22.2, No. 280, 281.1, 281.2, CED UL and C-UL listed per UL916 Energy Management Equipment | one year standard parts only warranty; additional years of coverage are available under our Assure Program: https://www.chargepoint.com/products/service | Contactless Credit Card, RFID, Tap to Pay with Mobile app, call center, roaming | Yes
47QMCA22A0003 | APOLLO SUNGUARD SYSTEMS, INC. | ChargePoint | Yes - comes with ChargePoint Software | CP6013B-50A-L5.5 | N/A | CP6013 | CP6013, NA, AC Station, 1 x Type 1 Cable, 50A, 1-Phase, 18' Cable, 6' Cable Management Kit, Wall Mount, 8" Touch Display, Contactless Credit Card and RFID Reader, Cellular/Wi-Fi, UL, Power Share Jumper, 1YR Parts Warranty | EA | 6123.16 | 5895.3784 | 3.72% | N/A | 60 DAYS | All 50 states is USA & Puerto Rico | Commercial | 12kW | 50A | N/A | Yes | 1 | J1772 | 18 | RFID, Mobile App, Contactless Credit Card | Yes | Standard | Yes |  | Yes | Wall | UL and C-UL listed; complies with UL2594, UL2231-1, UL 2231-2. NEC Article 625 compliant. For Canada CSA C22.2, No. 280, 281.1, 281.2, CED UL and C-UL listed per UL916 Energy Management Equipment | one year standard parts only warranty; additional years of coverage are available under our Assure Program: https://www.chargepoint.com/products/service | Contactless Credit Card, RFID, Tap to Pay with Mobile app, call center, roaming | Yes
47QMCA22A0003 | APOLLO SUNGUARD SYSTEMS, INC. | ChargePoint | Yes - comes with ChargePoint Software | CP6011B-80A-L5.5 | N/A | CP6011 | CP6011, NA, AC Station, 1 x Type 1 Cable, 80A, 1-Phase, 18' Cable, 6' Cable Management Kit, Pedestal Mount, 8" Touch Display, Contactless Credit Card and RFID Reader, Cellular/Wi-Fi, UL, Power Share Jumper, 1YR Parts Warranty | EA | 6732.13 | 6481.6948 | 3.72% | N/A | 60 DAYS | All 50 states is USA & Puerto Rico | Commercial | 19.2kW | 80A | N/A | Yes | 1 | J1772 | 18 | RFID, Mobile App, Contactless Credit Card | Yes | Standard | Yes |  | Yes | Pedestal | UL and C-UL listed; complies with UL2594, UL2231-1, UL 2231-2. NEC Article 625 compliant. For Canada CSA C22.2, No. 280, 281.1, 281.2, CED UL and C-UL listed per UL916 Energy Management Equipment | one year standard parts only warranty; additional years of coverage are available under our Assure Program: https://www.chargepoint.com/products/service | Contactless Credit Card, RFID, Tap to Pay with Mobile app, call center, roaming | Yes
47QMCA22A0003 | APOLLO SUNGUARD SYSTEMS, INC. | ChargePoint | Yes - comes with ChargePoint Software | CP6013B-80A-L5.5 | N/A | CP6013 | CP6013, NA, AC Station, 1 x Type 1 Cable, 80A, 1-Phase, 18' Cable, 6' Cable Management Kit, Wall Mount, 8" Touch Display, Contactless Credit Card and RFID Reader, Cellular/Wi-Fi, UL, Power Share Jumper, 1YR Parts Warranty | EA | 6732.13 | 6481.6948 | 3.72% | N/A | 60 DAYS | All 50 states is USA & Puerto Rico | Commercial | 19.2kW | 80A | N/A | Yes | 1 | J1772 | 18 | RFID, Mobile App, Contactless Credit Card | Yes | Standard | Yes |  | Yes | Wall | UL and C-UL listed; complies with UL2594, UL2231-1, UL 2231-2. NEC Article 625 compliant. For Canada CSA C22.2, No. 280, 281.1, 281.2, CED UL and C-UL listed per UL916 Energy Management Equipment | one year standard parts only warranty; additional years of coverage are available under our Assure Program: https://www.chargepoint.com/products/service | Contactless Credit Card, RFID, Tap to Pay with Mobile app, call center, roaming | Yes
47QMCA22A0003 | APOLLO SUNGUARD SYSTEMS, INC. | ChargePoint | Yes - comes with ChargePoint Software | CP6021B-50A-L5.5 | N/A | CP6021 | CP6021, NA, AC Station, 2 x Type 1 Cable, 50A, 1-Phase, 18' Cable, 6' Cable Management Kit, Pedestal Mount, 8" Touch Display, Contactless Credit Card and RFID Reader, Cellular/Wi-Fi, UL, Power Share Jumper, 1YR Parts Warranty | EA | 10035.86 | 9662.526 | 3.72% | N/A | 60 DAYS | All 50 states is USA & Puerto Rico | Commercial | 12kW | 50A | N/A | Yes | 2 | J1772 | 18 | RFID, Mobile App, Contactless Credit Card | Yes | Standard | Yes |  | Yes | Pedestal | UL and C-UL listed; complies with UL2594, UL2231-1, UL 2231-2. NEC Article 625 compliant. For Canada CSA C22.2, No. 280, 281.1, 281.2, CED UL and C-UL listed per UL916 Energy Management Equipment | one year standard parts only warranty; additional years of coverage are available under our Assure Program: https://www.chargepoint.com/products/service | Contactless Credit Card, RFID, Tap to Pay with Mobile app, call center, roaming | Yes
47QMCA22A0003 | APOLLO SUNGUARD SYSTEMS, INC. | ChargePoint | Yes - comes with ChargePoint Software | CP6023B-50A-L5.5 | N/A | CP6023 | CP6023, NA, AC Station, 2 x Type 1 Cable, 50A, 1-Phase, 18' Cable, 6' Cable Management Kit, Wall Mount, 8" Touch Display, Contactless Credit Card and RFID Reader, Cellular/Wi-Fi, UL, Power Share Jumper, 1YR Parts Warranty | EA | 10035.86 | 9662.526 | 3.72% | N/A | 60 DAYS | All 50 states is USA & Puerto Rico | Commercial | 12kW | 50A | N/A | Yes | 2 | J1772 | 18 | RFID, Mobile App, Contactless Credit Card | Yes | Standard | Yes |  | Yes | Wall | UL and C-UL listed; complies with UL2594, UL2231-1, UL 2231-2. NEC Article 625 compliant. For Canada CSA C22.2, No. 280, 281.1, 281.2, CED UL and C-UL listed per UL916 Energy Management Equipment | one year standard parts only warranty; additional years of coverage are available under our Assure Program: https://www.chargepoint.com/products/service | Contactless Credit Card, RFID, Tap to Pay with Mobile app, call center, roaming | Yes
47QMCA22A0003 | APOLLO SUNGUARD SYSTEMS, INC. | ChargePoint | Yes - comes with ChargePoint Software | CP6021B-80A-L5.5 | N/A | CP6021 | CP6021, NA, AC Station, 2 x Type 1 Cable, 80A, 1-Phase, 18' Cable, 6' Cable Management Kit, Pedestal Mount, 8" Touch Display, Contactless Credit Card and RFID Reader, Cellular/Wi-Fi, UL, Power Share Jumper, 1YR Parts Warranty | EA | 10644.82 | 10248.8327 | 3.72% | N/A | 60 DAYS | All 50 states is USA & Puerto Rico | Commercial | 19.2kW | 80A | N/A | Yes | 2 | J1772 | 18 | RFID, Mobile App, Contactless Credit Card | Yes | Standard | Yes |  | Yes | Pedestal | UL and C-UL listed; complies with UL2594, UL2231-1, UL 2231-2. NEC Article 625 compliant. For Canada CSA C22.2, No. 280, 281.1, 281.2, CED UL and C-UL listed per UL916 Energy Management Equipment | one year standard parts only warranty; additional years of coverage are available under our Assure Program: https://www.chargepoint.com/products/service | Contactless Credit Card, RFID, Tap to Pay with Mobile app, call center, roaming | Yes
47QMCA22A0003 | APOLLO SUNGUARD SYSTEMS, INC. | ChargePoint | Yes - comes with ChargePoint Software | CP6023B-80A-L5.5 | N/A | CP6023 | CP6023, NA, AC Station, 2 x Type 1 Cable, 80A, 1-Phase, 18' Cable, 6' Cable Management Kit, Wall Mount, 8" Touch Display, Contactless Credit Card and RFID Reader, Cellular/Wi-Fi, UL, Power Share Jumper, 1YR Parts Warranty | EA | 10644.82 | 10248.8327 | 3.72% | N/A | 60 DAYS | All 50 states is USA & Puerto Rico | Commercial | 19.2kW | 80A | N/A | Yes | 2 | J1772 | 18 | RFID, Mobile App, Contactless Credit Card | Yes | Standard | Yes |  | Yes | Wall | UL and C-UL listed; complies with UL2594, UL2231-1, UL 2231-2. NEC Article 625 compliant. For Canada CSA C22.2, No. 280, 281.1, 281.2, CED UL and C-UL listed per UL916 Energy Management Equipment | one year standard parts only warranty; additional years of coverage are available under our Assure Program: https://www.chargepoint.com/products/service | Contactless Credit Card, RFID, Tap to Pay with Mobile app, call center, roaming | Yes
47QMCA22A0004 | Beam Global | Beam Global | Yes - Non-Network Solution | ARC-CP4013 | N/A | EV ARC 2020 with ChargePoint Networked EV Charger model CT-4013 | The EV ARC 2020 generates power with a 4.4kW array and is the most powerful model we have ever released. Equipped with our patented BeamTrak solar tracking system. Included in the base unit price is a 12-month Operation & Maintenance Plan with wireless remote monitoring. ChargePoint Networked EV Chargers. Pedestal-mount system equipped with LCD screen and compatible with the ChargePoint Network, allowing for specialized pricing policies/access controls, generation of usage/energy reports, etc. Model: CT-4013-GW1 One Plug, type J177 with power per outlet of 3.8kW. Includes Transformer ARC upgrade that stows EV ARC for easier transport. | EA | 69000.82 | 68828.3179 | 0.25% | additional 0.75% is offered at 100 units or more on one Purchase Order | 90 DARO | Global | Commercial | 1 port - 5.76kW max single port power | N/A--the EV ARC system is off grid | 91.2% efficiency (solar to charger) | Yes | 1 | SAE J1772 | 18 ft | RFID, mobile app, contactless credit card | No | N/A | Yes | Yes | No | EV ARC systems are off-grid and fit in a standard parking spot; the EV charger is mounted on the EV ARC mounting column. | EV ARC systems are wind rated to 160mph; Inverter UL1741-2010/2018, IEEE1547a-2003/2014, FCC 15 class B, UL1741SA, CA Rule 21, HECO Rule 14H; Solar Panels UL 1703, IEC 61215, IEC 61730; Battery UL1642, BMS and Components Demonstrated to UL2271; EVSE UL2594 and UL2231 | Beam EV ARC 2020 Product Warranty: 1-year manufacturer warranty warrants the product(s) sold by it to be free from defects in materials and workmanship for a period of 12 months from the date of delivery. Additionally, the manufacturer’s warranties for many major components of the product are passed through to the customer as follows: • Inverter – 10 year limited warranty (5 years on LCD screen and Fans) • Battery – 5 year warranty, plus 5 additional years on the cells only • High power 360w or equivalent PV Modules – 25-year warranty with a maximum performance degradation of 0.25%/yr over the course of 25 years • Wireless Communications – 3-year product warranty • DC-DC Converter – 2-year limited warranty | Contactless Credit Card, RFID, Tap to Pay with Mobile app, call center, roaming | Yes - both
47QMCA22A0004 | Beam Global | Beam Global | Yes - Non-Network Solution | ARC-CP4023 | N/A | EV ARC 2020 with ChargePoint Networked EV Charger model: CT-4023 | The EV ARC 2020 generates power with a 4.4kW array and is the most powerful model we have ever released. Equipped with our patented BeamTrak solar tracking system. Included in the base unit price is a 12-month Operation & Maintenance Plan with wireless remote monitoring. ChargePoint Networked EV Chargers. Pedestal-mount system equipped with LCD screen and compatible with the ChargePoint Network, allowing for specialized pricing policies/access controls, generation of usage/energy reports, etc. Model: CT-4023-GW1 w/ CT4000 PMGMT Dual plug, type J177 2 with 17 cords, power management control, and power per outlet of 1.9 3.8 kW . Includes Transformer ARC upgrade that stows EV ARC for easier transport. | EA | 71672.3 | 71493.1193 | 0.25% | additional 0.75% is offered at 100 units or more on one Purchase Order | 90 DARO | Global | Commercial | 2 ports - 2.88kW - 5.76kW of power per plug | N/A--the EV ARC system is off grid | 91.2% efficiency (solar to charger) | Yes | 2 | SAE J1772 | 18 ft | RFID, mobile app, contactless credit card | No | N/A | Yes | Yes | No | EV ARC systems are off-grid and fit in a standard parking spot; the EV charger is mounted on the EV ARC mounting column. | EV ARC systems are wind rated to 160mph; Inverter UL1741-2010/2018, IEEE1547a-2003/2014, FCC 15 class B, UL1741SA, CA Rule 21, HECO Rule 14H; Solar Panels UL 1703, IEC 61215, IEC 61730; Battery UL1642, BMS and Components Demonstrated to UL2271; EVSE UL2594 and UL2231 | Beam EV ARC 2020 Product Warranty: 1-year manufacturer warranty warrants the product(s) sold by it to be free from defects in materials and workmanship for a period of 12 months from the date of delivery. Additionally, the manufacturer’s warranties for many major components of the product are passed through to the customer as follows: • Inverter – 10 year limited warranty (5 years on LCD screen and Fans) • Battery – 5 year warranty, plus 5 additional years on the cells only • High power 360w or equivalent PV Modules – 25-year warranty with a maximum performance degradation of 0.25%/yr over the course of 25 years • Wireless Communications – 3-year product warranty • DC-DC Converter – 2-year limited warranty | Contactless Credit Card, RFID, Tap to Pay with Mobile app, call center, roaming | Yes - both
47QMCA22A0005 | CARAHSOFT TECHNOLOGY CORPORATION | ChargePoint | Yes - comes with ChargePoint Software | CT4011-GW1 | CT4011-GW1-611 | CT4011-GW1 | Single Output Gateway North America, Bollard Unit - 208/240V @30A with Cord Management | EA | 4946.9 | 4798.493 | 3% | N/A | 60 Days | All 50 States in USA and Puerto Rico | Commercial | 7.2kW | 30A | N/A | Yes | 1 | SAE J1772 | 18 or 23 | RFID, Mobile App, Contactless Credit Card | Yes | Standard | Yes | Stations are OCPP 2.0.1 compliant and certified; ChargePoint's network supports both OCPP 1.6 and 2.0.1 hardware | No | Pedestal | UL and cUL listed; complies with UL 2594, UL 2231-1, UL 2231-2, and NEC Article 625 | two year standard parts only warranty; additional years of coverage are available under our Assure Program: https://www.chargepoint.com/products/service | Contactless Credit Card, RFID, Tap to Pay with Mobile app, call center, roaming | Yes
47QMCA22A0005 | CARAHSOFT TECHNOLOGY CORPORATION | ChargePoint | Yes - comes with ChargePoint Software | CT4013-GW1 | CT4013-GW1-611 | CT4013-GW1 | Single Output Gateway North America, Wall Mount Unit - 208/240V @30A with Cord Management | EA | 4946.9 | 4798.493 | 3% | N/A | 60 Days | All 50 States in USA and Puerto Rico | Commercial | 7.2kW | 30A | N/A | Yes | 1 | SAE J1772 | 19 or 23 | RFID, Mobile App, Contactless Credit Card | Yes | Standard | Yes | Stations are OCPP 2.0.1 compliant and certified; ChargePoint's network supports both OCPP 1.6 and 2.0.1 hardware | No | Wall | UL and cUL listed; complies with UL 2594, UL 2231-1, UL 2231-2, and NEC Article 626 | two year standard parts only warranty; additional years of coverage are available under our Assure Program: https://www.chargepoint.com/products/service | Contactless Credit Card, RFID, Tap to Pay with Mobile app, call center, roaming | Yes
47QMCA22A0005 | CARAHSOFT TECHNOLOGY CORPORATION | ChargePoint | Yes - comes with ChargePoint Software | CT4021-GW1 | CT4021-GW1-611 | CT4021-GW1 | Dual Output Gateway North America, Bollard Unit - 208/240V @30A with Cord Management | EA | 7119.19 | 6905.6143 | 3% | N/A | 60 Days | All 50 States in USA and Puerto Rico | Commercial | 7.2kW | 30A | N/A | Yes | 2 | SAE J1772 | 20 or 23 | RFID, Mobile App, Contactless Credit Card | Yes | Standard | Yes | Stations are OCPP 2.0.1 compliant and certified; ChargePoint's network supports both OCPP 1.6 and 2.0.1 hardware | No | Pedestal | UL and cUL listed; complies with UL 2594, UL 2231-1, UL 2231-2, and NEC Article 627 | two year standard parts only warranty; additional years of coverage are available under our Assure Program: https://www.chargepoint.com/products/service | Contactless Credit Card, RFID, Tap to Pay with Mobile app, call center, roaming | Yes
47QMCA22A0005 | CARAHSOFT TECHNOLOGY CORPORATION | ChargePoint | Yes - comes with ChargePoint Software | CT4023-GW1 | CT4023-GW1-611 | CT4023-GW1 | Dual Output Gateway North America, Wall Mount Unit - 208/240V @30A with Cord Management | EA | 7119.19 | 6905.6143 | 3% | N/A | 60 Days | All 50 States in USA and Puerto Rico | Commercial | 7.2kW | 30A | N/A | Yes | 2 | SAE J1772 | 21 or 23 | RFID, Mobile App, Contactless Credit Card | Yes | Standard | Yes | Stations are OCPP 2.0.1 compliant and certified; ChargePoint's network supports both OCPP 1.6 and 2.0.1 hardware | No | Wall | UL and cUL listed; complies with UL 2594, UL 2231-1, UL 2231-2, and NEC Article 628 | two year standard parts only warranty; additional years of coverage are available under our Assure Program: https://www.chargepoint.com/products/service | Contactless Credit Card, RFID, Tap to Pay with Mobile app, call center, roaming | Yes
47QMCA22A0005 | CARAHSOFT TECHNOLOGY CORPORATION | ChargePoint | Yes - comes with ChargePoint Software | CT4025-GW1 | CT4025-GW1-611 | CT4025-GW1 | Dual Output Gateway North America, Bollard Unit - 208/240V @30A with 8' Cord Management (23' Cords) | EA | 8106.6 | 7863.402 | 3% | N/A | 60 Days | All 50 States in USA and Puerto Rico | Commercial | 7.2kW | 30A | N/A | Yes | 2 | SAE J1772 | 22 or 23 | RFID, Mobile App, Contactless Credit Card | Yes | Standard | Yes | Stations are OCPP 2.0.1 compliant and certified; ChargePoint's network supports both OCPP 1.6 and 2.0.1 hardware | No | Pedestal | UL and cUL listed; complies with UL 2594, UL 2231-1, UL 2231-2, and NEC Article 629 | two year standard parts only warranty; additional years of coverage are available under our Assure Program: https://www.chargepoint.com/products/service | Contactless Credit Card, RFID, Tap to Pay with Mobile app, call center, roaming | Yes
47QMCA22A0005 | CARAHSOFT TECHNOLOGY CORPORATION | ChargePoint | Yes - comes with ChargePoint Software | CT4027-GW1 | CT4027-GW1-611 | CT4027-GW1 | Dual Output Gateway North America, Wall Mount Unit - 208/240V @30A with 8' Cord Management (23' Cords) | EA | 8106.6 | 7863.402 | 3% | N/A | 60 Days | All 50 States in USA and Puerto Rico | Commercial | 7.2kW | 30A | N/A | Yes | 2 | SAE J1772 | 23 or 23 | RFID, Mobile App, Contactless Credit Card | Yes | Standard | Yes | Stations are OCPP 2.0.1 compliant and certified; ChargePoint's network supports both OCPP 1.6 and 2.0.1 hardware | No | Wall | UL and cUL listed; complies with UL 2594, UL 2231-1, UL 2231-2, and NEC Article 630 | two year standard parts only warranty; additional years of coverage are available under our Assure Program: https://www.chargepoint.com/products/service | Contactless Credit Card, RFID, Tap to Pay with Mobile app, call center, roaming | Yes
47QMCA22A0005 | CARAHSOFT TECHNOLOGY CORPORATION | ChargePoint | Yes - comes with ChargePoint Software | CP6011B-50A-L5.5 | CP6011B-50A-L5.5-611 | CP6011B-50A-L5.5 | CP6011, NA, AC Station, 1 x Type 1 Cable, 50A, 1-Phase, 18' Cable, 6' Cable Management Kit, Pedestal Mount, 8" Touch Display, Contactless Credit Card and RFID Reader, Cellular/Wi-Fi, UL, Power Share Jumper, 1YR Parts Warranty | EA | 6072.54 | 5890.3638 | 3% | N/A | 60 Days | All 50 States in USA and Puerto Rico | Commercial | 12kW | 65A | N/A | Yes | 1 | SAE J1772, J3400 | 18 | RFID, Mobile App, Contactless Credit Card | Yes | Standard | Yes | Stations are OCPP 2.0.1 compliant and certified; ChargePoint's network supports both OCPP 1.6 and 2.0.1 hardware | Yes | Pedestal | UL and cUL listed; complies with UL 2594, UL 2231-1, UL 2231-2, and NEC Article 625 Energy Star | two year standard parts only warranty; additional years of coverage are available under our Assure Program: https://www.chargepoint.com/products/service | Contactless Credit Card, RFID, Tap to Pay with Mobile app, call center, roaming | Yes
47QMCA22A0005 | CARAHSOFT TECHNOLOGY CORPORATION | ChargePoint | Yes - comes with ChargePoint Software | CP6011B-80A-L5.5 | CP6011B-80A-L5.5-611 | CP6011B-80A-L5.5 | CP6011, NA, AC Station, 1 x Type 1 Cable, 80A, 1-Phase, 18' Cable, 6' Cable Management Kit, Pedestal Mount, 8" Touch Display, Contactless Credit Card and RFID Reader, Cellular/Wi-Fi, UL, Power Share Jumper, 1YR Parts Warranty | EA | 6931.5869 | 6723.6393 | 3% | N/A | 60 Days | All 50 States in USA and Puerto Rico | Commercial | 19.2kW | 100A | N/A | Yes | 1 | SAE J1772, J3400 | 18 | RFID, Mobile App, Contactless Credit Card | Yes | Standard | Yes | Stations are OCPP 2.0.1 compliant and certified; ChargePoint's network supports both OCPP 1.6 and 2.0.1 hardware | Yes | Pedestal | UL and cUL listed; complies with UL 2594, UL 2231-1, UL 2231-2, and NEC Article 625 Energy Star | two year standard parts only warranty; additional years of coverage are available under our Assure Program: https://www.chargepoint.com/products/service | Contactless Credit Card, RFID, Tap to Pay with Mobile app, call center, roaming | Yes
47QMCA22A0005 | CARAHSOFT TECHNOLOGY CORPORATION | ChargePoint | Yes - comes with ChargePoint Software | CP6011X-80A-L7 | CP6011X-80A-L7-611 | CP6011X-80A-L7 | CP6011, NA, AC Station, 1 x Type 1 Cable, 80A, 1-Phase, 23' Cable, 8' Cable Management Kit, Pedestal Mount, RFID Reader, Cellular/Wi-Fi, UL, Power Share Jumper, 1YR Parts Warranty. | EA | 6936.5239 | 6728.4282 | 3% | N/A | 60 Days | All 50 States in USA and Puerto Rico | Commercial | 19.2kW | 100A | N/A | Yes | 1 | SAE J1772, J3400 | 18 | RFID, Mobile App, Contactless Credit Card | Yes | Standard | Yes | Stations are OCPP 2.0.1 compliant and certified; ChargePoint's network supports both OCPP 1.6 and 2.0.1 hardware | Yes | Pedestal | UL and cUL listed; complies with UL 2594, UL 2231-1, UL 2231-2, and NEC Article 625 Energy Star | two year standard parts only warranty; additional years of coverage are available under our Assure Program: https://www.chargepoint.com/products/service | Contactless Credit Card, RFID, Tap to Pay with Mobile app, call center, roaming | Yes
47QMCA22A0005 | CARAHSOFT TECHNOLOGY CORPORATION | ChargePoint | Yes - comes with ChargePoint Software | CP6013B-50A-L5.5 | CP6013B-50A-L5.5-611 | CP6013B-50A-L5.5 | CP6013, NA, AC Station, 1 x Type 1 Cable, 50A, 1-Phase, 18' Cable, 6' Cable Management Kit, Wall Mount, 8" Touch Display, Contactless Credit Card and RFID Reader, Cellular/Wi-Fi, UL, Power Share Jumper, 1YR Parts Warranty | EA | 6072.54 | 5890.3638 | 3% | N/A | 60 Days | All 50 States in USA and Puerto Rico | Commercial | 12kW | 65A | N/A | Yes | 1 | SAE J1772, J3400 | 18 | RFID, Mobile App, Contactless Credit Card | Yes | Standard | Yes | Stations are OCPP 2.0.1 compliant and certified; ChargePoint's network supports both OCPP 1.6 and 2.0.1 hardware | Yes | Wall | UL and cUL listed; complies with UL 2594, UL 2231-1, UL 2231-2, and NEC Article 625 Energy Star | two year standard parts only warranty; additional years of coverage are available under our Assure Program: https://www.chargepoint.com/products/service | Contactless Credit Card, RFID, Tap to Pay with Mobile app, call center, roaming | Yes
47QMCA22A0005 | CARAHSOFT TECHNOLOGY CORPORATION | ChargePoint | Yes - comes with ChargePoint Software | CP6013B-80A-L5.5 | CP6013B-80A-L5.5-611 | CP6013B-80A-L5.5 | CP6013, NA, AC Station, 1 x Type 1 Cable, 80A, 1-Phase, 18' Cable, 6' Cable Management Kit, Wall Mount, 8" Touch Display, Contactless Credit Card and RFID Reader, Cellular/Wi-Fi, UL, Power Share Jumper, 1YR Parts Warranty | EA | 6931.5869 | 6723.6393 | 3% | N/A | 60 Days | All 50 States in USA and Puerto Rico | Commercial | 19.2kW | 100A | N/A | Yes | 1 | SAE J1772, J3400 | 18 | RFID, Mobile App, Contactless Credit Card | Yes | Standard | Yes | Stations are OCPP 2.0.1 compliant and certified; ChargePoint's network supports both OCPP 1.6 and 2.0.1 hardware | Yes | Wall | UL and cUL listed; complies with UL 2594, UL 2231-1, UL 2231-2, and NEC Article 625 Energy Star | two year standard parts only warranty; additional years of coverage are available under our Assure Program: https://www.chargepoint.com/products/service | Contactless Credit Card, RFID, Tap to Pay with Mobile app, call center, roaming | Yes
47QMCA22A0005 | CARAHSOFT TECHNOLOGY CORPORATION | ChargePoint | Yes - comes with ChargePoint Software | CP6013X-80A-L7 | CP6013X-80A-L7-611 | CP6013X-80A-L7 | CP6013, NA, AC Station, 1 x Type 1 Cable, 80A, 1-Phase, 23' Cable, 8' Cable Management Kit, Wall Mount, RFID Reader, Cellular/Wi-Fi, UL, Power Share Jumper, 1YR Parts Warranty. | EA | 6936.5239 | 6728.4282 | 3% | N/A | 60 Days | All 50 States in USA and Puerto Rico | Commercial | 19.2kW | 100A | N/A | Yes | 1 | SAE J1772, J3400 | 18 | RFID, Mobile App, Contactless Credit Card | Yes | Standard | Yes | Stations are OCPP 2.0.1 compliant and certified; ChargePoint's network supports both OCPP 1.6 and 2.0.1 hardware | Yes | Wall | UL and cUL listed; complies with UL 2594, UL 2231-1, UL 2231-2, and NEC Article 625 Energy Star | two year standard parts only warranty; additional years of coverage are available under our Assure Program: https://www.chargepoint.com/products/service | Contactless Credit Card, RFID, Tap to Pay with Mobile app, call center, roaming | Yes
47QMCA22A0005 | CARAHSOFT TECHNOLOGY CORPORATION | ChargePoint | Yes - comes with ChargePoint Software | CP6021B-50A-L5.5 | CP6021B-50A-L5.5-611 | CP6021B-50A-L5.5 | CP6021, NA, AC Station, 2 x Type 1 Cable, 50A, 1-Phase, 18' Cable, 6' Cable Management Kit, Pedestal Mount, 8" Touch Display, Contactless Credit Card and RFID Reader, Cellular/Wi-Fi, UL, Power Share Jumper, 1YR Parts Warranty | EA | 8392.95 | 8141.1615 | 3% | N/A | 60 Days | All 50 States in USA and Puerto Rico | Commercial | 12kW | 65A | N/A | Yes | 2 | SAE J1772, J3400 | 18 | RFID, Mobile App, Contactless Credit Card | Yes | Standard | Yes | Stations are OCPP 2.0.1 compliant and certified; ChargePoint's network supports both OCPP 1.6 and 2.0.1 hardware | Yes | Pedestal | UL and cUL listed; complies with UL 2594, UL 2231-1, UL 2231-2, and NEC Article 625 Energy Star | two year standard parts only warranty; additional years of coverage are available under our Assure Program: https://www.chargepoint.com/products/service | Contactless Credit Card, RFID, Tap to Pay with Mobile app, call center, roaming | Yes
47QMCA22A0005 | CARAHSOFT TECHNOLOGY CORPORATION | ChargePoint | Yes - comes with ChargePoint Software | CP6021B-80A-L5.5 | CP6021B-80A-L5.5-611 | CP6021B-80A-L5.5 | CP6021, NA, AC Station, 2 x Type 1 Cable, 80A, 1-Phase, 18' Cable, 6' Cable Management Kit, Pedestal Mount, 8" Touch Display, Contactless Credit Card and RFID Reader, Cellular/Wi-Fi, UL, Power Share Jumper, 1YR Parts Warranty | EA | 10959.21 | 10630.4337 | 3% | N/A | 60 Days | All 50 States in USA and Puerto Rico | Commercial | 19.2kW | 100A | N/A | Yes | 2 | SAE J1772, J3400 | 18 | RFID, Mobile App, Contactless Credit Card | Yes | Standard | Yes | Stations are OCPP 2.0.1 compliant and certified; ChargePoint's network supports both OCPP 1.6 and 2.0.1 hardware | Yes | Pedestal | UL and cUL listed; complies with UL 2594, UL 2231-1, UL 2231-2, and NEC Article 625 Energy Star | two year standard parts only warranty; additional years of coverage are available under our Assure Program: https://www.chargepoint.com/products/service | Contactless Credit Card, RFID, Tap to Pay with Mobile app, call center, roaming | Yes
47QMCA22A0005 | CARAHSOFT TECHNOLOGY CORPORATION | ChargePoint | Yes - comes with ChargePoint Software | CP6021X-80A-L7 | CP6021X-80A-L7-611 | CP6021X-80A-L7 | CP6021, NA, AC Station, 2 x Type 1 Cable, 80A, 1-Phase, 23' Cable, 8' Cable Management Kit, Pedestal Mount, RFID Reader, Cellular/Wi-Fi, UL, Power Share Jumper, 1YR Parts Warranty. | EA | 10960.2015 | 10631.3955 | 3% | N/A | 60 Days | All 50 States in USA and Puerto Rico | Commercial | 19.2kW | 100A | N/A | Yes | 2 | SAE J1772, J3400 | 18 | RFID, Mobile App, Contactless Credit Card | Yes | Standard | Yes | Stations are OCPP 2.0.1 compliant and certified; ChargePoint's network supports both OCPP 1.6 and 2.0.1 hardware | Yes | Pedestal | UL and cUL listed; complies with UL 2594, UL 2231-1, UL 2231-2, and NEC Article 625 Energy Star | two year standard parts only warranty; additional years of coverage are available under our Assure Program: https://www.chargepoint.com/products/service | Contactless Credit Card, RFID, Tap to Pay with Mobile app, call center, roaming | Yes
47QMCA22A0005 | CARAHSOFT TECHNOLOGY CORPORATION | ChargePoint | Yes - comes with ChargePoint Software | CP6023B-50A-L5.5 | CP6023B-50A-L5.5-611 | CP6023B-50A-L5.5 | CP6023, NA, AC Station, 2 x Type 1 Cable, 50A, 1-Phase, 18' Cable, 6' Cable Management Kit, Wall Mount, 8" Touch Display, Contactless Credit Card and RFID Reader, Cellular/Wi-Fi, UL, Power Share Jumper, 1YR Parts Warranty | EA | 8392.95 | 8141.1615 | 3% | N/A | 60 Days | All 50 States in USA and Puerto Rico | Commercial | 12kW | 65A | N/A | Yes | 2 | SAE J1772, J3400 | 18 | RFID, Mobile App, Contactless Credit Card | Yes | Standard | Yes | Stations are OCPP 2.0.1 compliant and certified; ChargePoint's network supports both OCPP 1.6 and 2.0.1 hardware | Yes | Wall | UL and cUL listed; complies with UL 2594, UL 2231-1, UL 2231-2, and NEC Article 625 Energy Star | two year standard parts only warranty; additional years of coverage are available under our Assure Program: https://www.chargepoint.com/products/service | Contactless Credit Card, RFID, Tap to Pay with Mobile app, call center, roaming | Yes
47QMCA22A0005 | CARAHSOFT TECHNOLOGY CORPORATION | ChargePoint | Yes - comes with ChargePoint Software | CP6023B-80A-L5.5 | CP6023B-80A-L5.5-611 | CP6023B-80A-L5.5 | CP6023, NA, AC Station, 2 x Type 1 Cable, 80A, 1-Phase, 18' Cable, 6' Cable Management Kit, Wall Mount, 8" Touch Display, Contactless Credit Card and RFID Reader, Cellular/Wi-Fi, UL, Power Share Jumper, 1YR Parts Warranty | EA | 10959.21 | 10630.4337 | 3% | N/A | 60 Days | All 50 States in USA and Puerto Rico | Commercial | 19.2kW | 100A | N/A | Yes | 2 | SAE J1772, J3400 | 18 | RFID, Mobile App, Contactless Credit Card | Yes | Standard | Yes | Stations are OCPP 2.0.1 compliant and certified; ChargePoint's network supports both OCPP 1.6 and 2.0.1 hardware | Yes | Wall | UL and cUL listed; complies with UL 2594, UL 2231-1, UL 2231-2, and NEC Article 625 Energy Star | two year standard parts only warranty; additional years of coverage are available under our Assure Program: https://www.chargepoint.com/products/service | Contactless Credit Card, RFID, Tap to Pay with Mobile app, call center, roaming | Yes
47QMCA22A0005 | CARAHSOFT TECHNOLOGY CORPORATION | ChargePoint | Yes - comes with ChargePoint Software | CP6023X-80A-L7 | CP6023X-80A-L7-611 | CP6023X-80A-L7 | CP6023, NA, AC Station, 2 x Type 1 Cable, 80A, 1-Phase, 23' Cable, 8' Cable Management Kit, Wall Mount, RFID Reader, Cellular/Wi-Fi, UL, Power Share Jumper, 1YR Parts Warranty. | EA | 10960.2015 | 10631.3955 | 3% | N/A | 60 Days | All 50 States in USA and Puerto Rico | Commercial | 19.2kW | 100A | N/A | Yes | 2 | SAE J1772, J3400 | 18 | RFID, Mobile App, Contactless Credit Card | Yes | Standard | Yes | Stations are OCPP 2.0.1 compliant and certified; ChargePoint's network supports both OCPP 1.6 and 2.0.1 hardware | Yes | Wall | UL and cUL listed; complies with UL 2594, UL 2231-1, UL 2231-2, and NEC Article 625 Energy Star | two year standard parts only warranty; additional years of coverage are available under our Assure Program: https://www.chargepoint.com/products/service | Contactless Credit Card, RFID, Tap to Pay with Mobile app, call center, roaming | Yes
47QMCA22A0005 | CARAHSOFT TECHNOLOGY CORPORATION | ChargePoint | Yes - comes with ChargePoint Software | CP6011B-50A-L5.5-CHIP | CP6011B-50A-L5.5-CHIP-611 | CP6011B-50A-L5.5-CHIP | CP6011, NA, AC Station, 1 x Type 1 Cable, 50A, 1-Phase, 18' Cable, 6' Cable Management Kit, Pedestal Mount, 8" Touch Display, Contactless Credit Card and RFID Reader, EMV Chip Reader, Cellular/Wi-Fi, UL, Power Share Jumper, 1YR Parts Warranty | EA | 6442.82 | 6249.5354 | 3% | N/A | 60 Days | All 50 States in USA and Puerto Rico | Commercial | 12kW | 65A | N/A | Yes | 1 | SAE J1772, J3400 | 18 | RFID, Mobile App, Contactless Credit Card | Yes | Standard | Yes | Stations are OCPP 2.0.1 compliant and certified; ChargePoint's network supports both OCPP 1.6 and 2.0.1 hardware | Yes | Pedestal | UL and cUL listed; complies with UL 2594, UL 2231-1, UL 2231-2, and NEC Article 625 Energy Star | two year standard parts only warranty; additional years of coverage are available under our Assure Program: https://www.chargepoint.com/products/service | Contactless Credit Card, RFID, Tap to Pay with Mobile app, call center, roaming | Yes
47QMCA22A0005 | CARAHSOFT TECHNOLOGY CORPORATION | ChargePoint | Yes - comes with ChargePoint Software | CP6011B-50A-L7 | CP6011B-50A-L7-611 | CP6011B-50A-L7 | CP6021, NA, AC Station, 1 x Type 1 Cable, 50A, 1 Phase, 23' Cable, 8' Cable Management Kit, Pedestal Mount, 8" Touch Display, Contactless Credit Card and RFID Reader, Cellular/WIFI, UL, Power Share Jumper, 1YR Parts Warranty | EA | 6579.08 | 6381.7076 | 3% | N/A | 60 Days | All 50 States in USA and Puerto Rico | Commercial | 12kW | 65A | N/A | Yes | 1 | SAE J1772, J3400 | 18 | RFID, Mobile App, Contactless Credit Card | Yes | Standard | Yes | Stations are OCPP 2.0.1 compliant and certified; ChargePoint's network supports both OCPP 1.6 and 2.0.1 hardware | Yes | Pedestal | UL and cUL listed; complies with UL 2594, UL 2231-1, UL 2231-2, and NEC Article 625 Energy Star | two year standard parts only warranty; additional years of coverage are available under our Assure Program: https://www.chargepoint.com/products/service | Contactless Credit Card, RFID, Tap to Pay with Mobile app, call center, roaming | Yes
47QMCA22A0005 | CARAHSOFT TECHNOLOGY CORPORATION | ChargePoint | Yes - comes with ChargePoint Software | CP6011B-50A-L7-CHIP | CP6011B-50A-L7-CHIP-611 | CP6011B-50A-L7-CHIP | CP6021, NA, AC Station, 1 x Type 1 Cable, 50A, 1 Phase, 23' Cable, 8' Cable Management Kit, Pedestal Mount, 8" Touch Display, Contactless Credit Card and RFID Reader, EMV Chip Reader, Cellular/WIFI, UL, Power Share Jumper, 1YR Parts Warranty | EA | 6949.36 | 6740.8792 | 3% | N/A | 60 Days | All 50 States in USA and Puerto Rico | Commercial | 12kW | 65A | N/A | Yes | 1 | SAE J1772, J3400 | 18 | RFID, Mobile App, Contactless Credit Card | Yes | Standard | Yes | Stations are OCPP 2.0.1 compliant and certified; ChargePoint's network supports both OCPP 1.6 and 2.0.1 hardware | Yes | Pedestal | UL and cUL listed; complies with UL 2594, UL 2231-1, UL 2231-2, and NEC Article 625 Energy Star | two year standard parts only warranty; additional years of coverage are available under our Assure Program: https://www.chargepoint.com/products/service | Contactless Credit Card, RFID, Tap to Pay with Mobile app, call center, roaming | Yes
47QMCA22A0005 | CARAHSOFT TECHNOLOGY CORPORATION | ChargePoint | Yes - comes with ChargePoint Software | CP6011B-80A-L5.5-CHIP | CP6011B-80A-L5.5-CHIP-611 | CP6011B-80A-L5.5-CHIP | CP6011, NA, AC Station, 1 x Type 1 Cable, 80A, 1-Phase, 18' Cable, 6' Cable Management Kit, Pedestal Mount, 8" Touch Display, Contactless Credit Card and RFID Reader, EMV Chip Reader, Cellular/Wi-Fi, UL, Power Share Jumper, 1YR Parts Warranty | EA | 7301.86 | 7082.8042 | 3% | N/A | 60 Days | All 50 States in USA and Puerto Rico | Commercial | 19.2kW | 100A | N/A | Yes | 1 | SAE J1772, J3400 | 18 | RFID, Mobile App, Contactless Credit Card | Yes | Standard | Yes | Stations are OCPP 2.0.1 compliant and certified; ChargePoint's network supports both OCPP 1.6 and 2.0.1 hardware | Yes | Pedestal | UL and cUL listed; complies with UL 2594, UL 2231-1, UL 2231-2, and NEC Article 625 Energy Star | two year standard parts only warranty; additional years of coverage are available under our Assure Program: https://www.chargepoint.com/products/service | Contactless Credit Card, RFID, Tap to Pay with Mobile app, call center, roaming | Yes
47QMCA22A0005 | CARAHSOFT TECHNOLOGY CORPORATION | ChargePoint | Yes - comes with ChargePoint Software | CP6011B-80A-L5.5-CHIP-FHWA | CP6011B-80A-L5.5-CHIP-FHWA-611 | CP6011B-80A-L5.5-CHIP-FHWA | BUY AMERICA FHWA compliant. CP6011, NA, AC Station, 1 x Type 1 Cable, 80A, 1-Phase, 18' Cable, 6' Cable Management Kit, Pedestal Mount, 8" Touch Display, Contactless Credit Card and RFID Reader, EMV Chip Reader, Cellular/Wi-Fi, UL, Power Share Jumper, 1YR Parts Warranty | EA | 9859.24 | 9563.4628 | 3% | N/A | 60 Days | All 50 States in USA and Puerto Rico | Commercial | 19.2kW | 100A | N/A | Yes | 1 | SAE J1772, J3400 | 18 | RFID, Mobile App, Contactless Credit Card | Yes | Standard | Yes | Stations are OCPP 2.0.1 compliant and certified; ChargePoint's network supports both OCPP 1.6 and 2.0.1 hardware | Yes | Pedestal | UL and cUL listed; complies with UL 2594, UL 2231-1, UL 2231-2, and NEC Article 625 Energy Star | two year standard parts only warranty; additional years of coverage are available under our Assure Program: https://www.chargepoint.com/products/service | Contactless Credit Card, RFID, Tap to Pay with Mobile app, call center, roaming | Yes
47QMCA22A0005 | CARAHSOFT TECHNOLOGY CORPORATION | ChargePoint | Yes - comes with ChargePoint Software | CP6011B-80A-L5.5-FHWA | CP6011B-80A-L5.5-FHWA-611 | CP6011B-80A-L5.5-FHWA | BUY AMERICA FHWA compliant. CP6011, NA, AC Station, 1 x Type 1 Cable, 80A, 1-Phase, 18' Cable, 6' Cable Management Kit, Pedestal Mount, 8" Touch Display, Contactless Credit Card and RFID Reader, Cellular/Wi-Fi, UL, Power Share Jumper, 1YR Parts Warranty | EA | 9355.67 | 9074.9999 | 3% | N/A | 60 Days | All 50 States in USA and Puerto Rico | Commercial | 19.2kW | 100A | N/A | Yes | 1 | SAE J1772, J3400 | 18 | RFID, Mobile App, Contactless Credit Card | Yes | Standard | Yes | Stations are OCPP 2.0.1 compliant and certified; ChargePoint's network supports both OCPP 1.6 and 2.0.1 hardware | Yes | Pedestal | UL and cUL listed; complies with UL 2594, UL 2231-1, UL 2231-2, and NEC Article 625 Energy Star | two year standard parts only warranty; additional years of coverage are available under our Assure Program: https://www.chargepoint.com/products/service | Contactless Credit Card, RFID, Tap to Pay with Mobile app, call center, roaming | Yes
47QMCA22A0005 | CARAHSOFT TECHNOLOGY CORPORATION | ChargePoint | Yes - comes with ChargePoint Software | CP6011B-80A-L7 | CP6011B-80A-L7-611 | CP6011B-80A-L7 | CP6011, NA, AC Station, 1 x Type 1 Cable, 80A, 1 Phase, 23' Cable, 8' Cable Management Kit, Pedestal Mount, 8" Touch Display, Contactless Credit Card and RFID Reader, Cellular/WIFI, UL, Power Share Jumper, 1YR Parts Warranty | EA | 7443.06 | 7219.7682 | 3% | N/A | 60 Days | All 50 States in USA and Puerto Rico | Commercial | 19.2kW | 100A | N/A | Yes | 1 | SAE J1772, J3400 | 18 | RFID, Mobile App, Contactless Credit Card | Yes | Standard | Yes | Stations are OCPP 2.0.1 compliant and certified; ChargePoint's network supports both OCPP 1.6 and 2.0.1 hardware | Yes | Pedestal | UL and cUL listed; complies with UL 2594, UL 2231-1, UL 2231-2, and NEC Article 625 Energy Star | two year standard parts only warranty; additional years of coverage are available under our Assure Program: https://www.chargepoint.com/products/service | Contactless Credit Card, RFID, Tap to Pay with Mobile app, call center, roaming | Yes
47QMCA22A0005 | CARAHSOFT TECHNOLOGY CORPORATION | ChargePoint | Yes - comes with ChargePoint Software | CP6011B-80A-L7-CHIP | CP6011B-80A-L7-CHIP-611 | CP6011B-80A-L7-CHIP | CP6011, NA, AC Station, 1 x Type 1 Cable, 80A, 1 Phase, 23' Cable, 8' Cable Management Kit, Pedestal Mount, 8" Touch Display, Contactless Credit Card and RFID Reader, EMV Chip Reader, Cellular/WIFI, UL, Power Share Jumper, 1YR Parts Warranty | EA | 7933.8 | 7695.786 | 3% | N/A | 60 Days | All 50 States in USA and Puerto Rico | Commercial | 19.2kW | 100A | N/A | Yes | 1 | SAE J1772, J3400 | 18 | RFID, Mobile App, Contactless Credit Card | Yes | Standard | Yes | Stations are OCPP 2.0.1 compliant and certified; ChargePoint's network supports both OCPP 1.6 and 2.0.1 hardware | Yes | Pedestal | UL and cUL listed; complies with UL 2594, UL 2231-1, UL 2231-2, and NEC Article 625 Energy Star | two year standard parts only warranty; additional years of coverage are available under our Assure Program: https://www.chargepoint.com/products/service | Contactless Credit Card, RFID, Tap to Pay with Mobile app, call center, roaming | Yes
47QMCA22A0005 | CARAHSOFT TECHNOLOGY CORPORATION | ChargePoint | Yes - comes with ChargePoint Software | CP6011B-80A-L7-CHIP-FHWA | CP6011B-80A-L7-CHIP-FHWA-611 | CP6011B-80A-L7-CHIP-FHWA | BUY AMERICA FHWA compliant. CP6011, NA, AC Station, 1 x Type 1 Cable, 80A, 1 Phase, 23' Cable, 8' Cable Management Kit, Pedestal Mount, 8" Touch Display, Contactless Credit Card and RFID Reader, EMV Chip Reader, Cellular/WIFI, UL, Power Share Jumper, 1YR Parts Warranty | EA | 10708.41 | 10387.1577 | 3% | N/A | 60 Days | All 50 States in USA and Puerto Rico | Commercial | 19.2kW | 100A | N/A | Yes | 1 | SAE J1772, J3400 | 18 | RFID, Mobile App, Contactless Credit Card | Yes | Standard | Yes | Stations are OCPP 2.0.1 compliant and certified; ChargePoint's network supports both OCPP 1.6 and 2.0.1 hardware | Yes | Pedestal | UL and cUL listed; complies with UL 2594, UL 2231-1, UL 2231-2, and NEC Article 625 Energy Star | two year standard parts only warranty; additional years of coverage are available under our Assure Program: https://www.chargepoint.com/products/service | Contactless Credit Card, RFID, Tap to Pay with Mobile app, call center, roaming | Yes
47QMCA22A0005 | CARAHSOFT TECHNOLOGY CORPORATION | ChargePoint | Yes - comes with ChargePoint Software | CP6011B-80A-L7-FHWA | CP6011B-80A-L7-FHWA-611 | CP6011B-80A-L7-FHWA | BUY AMERICA FHWA compliant. CP6011, NA, AC Station, 1 x Type 1 Cable, 80A, 1 Phase, 23' Cable, 8' Cable Management Kit, Pedestal Mount, 8" Touch Display, Contactless Credit Card and RFID Reader, Cellular/WIFI, UL, Power Share Jumper, 1YR Parts Warranty | EA | 10209.77 | 9903.4769 | 3% | N/A | 60 Days | All 50 States in USA and Puerto Rico | Commercial | 19.2kW | 100A | N/A | Yes | 1 | SAE J1772, J3400 | 18 | RFID, Mobile App, Contactless Credit Card | Yes | Standard | Yes | Stations are OCPP 2.0.1 compliant and certified; ChargePoint's network supports both OCPP 1.6 and 2.0.1 hardware | Yes | Pedestal | UL and cUL listed; complies with UL 2594, UL 2231-1, UL 2231-2, and NEC Article 625 Energy Star | two year standard parts only warranty; additional years of coverage are available under our Assure Program: https://www.chargepoint.com/products/service | Contactless Credit Card, RFID, Tap to Pay with Mobile app, call center, roaming | Yes
47QMCA22A0005 | CARAHSOFT TECHNOLOGY CORPORATION | ChargePoint | Yes - comes with ChargePoint Software | CP6013B-50A-L5.5-CHIP | CP6013B-50A-L5.5-CHIP-611 | CP6013B-50A-L5.5-CHIP | CP6013, NA, AC Station, 1 x Type 1 Cable, 50A, 1-Phase, 18' Cable, 6' Cable Management Kit, Wall Mount, 8" Touch Display, Contactless Credit Card and RFID Reader, EMV Chip Reader, Cellular/Wi-Fi, UL, Power Share Jumper, 1YR Parts Warranty | EA | 6442.82 | 6249.5354 | 3% | N/A | 60 Days | All 50 States in USA and Puerto Rico | Commercial | 12kW | 65A | N/A | Yes | 1 | SAE J1772, J3400 | 18 | RFID, Mobile App, Contactless Credit Card | Yes | Standard | Yes | Stations are OCPP 2.0.1 compliant and certified; ChargePoint's network supports both OCPP 1.6 and 2.0.1 hardware | Yes | Wall | UL and cUL listed; complies with UL 2594, UL 2231-1, UL 2231-2, and NEC Article 625 Energy Star | two year standard parts only warranty; additional years of coverage are available under our Assure Program: https://www.chargepoint.com/products/service | Contactless Credit Card, RFID, Tap to Pay with Mobile app, call center, roaming | Yes
47QMCA22A0005 | CARAHSOFT TECHNOLOGY CORPORATION | ChargePoint | Yes - comes with ChargePoint Software | CP6013B-50A-L7 | CP6013B-50A-L7-611 | CP6013B-50A-L7 | CP6023, NA, AC Station, 1 x Type 1 Cable, 50A, 1 Phase, 23' Cable, 8' Cable Management Kit, Wall Mount, 8" Touch Display, Contactless Credit Card and RFID Reader, Cellular/WIFI, UL, Power Share Jumper, 1YR Parts Warranty | EA | 6579.08 | 6381.7076 | 3% | N/A | 60 Days | All 50 States in USA and Puerto Rico | Commercial | 12kW | 65A | N/A | Yes | 1 | SAE J1772, J3400 | 18 | RFID, Mobile App, Contactless Credit Card | Yes | Standard | Yes | Stations are OCPP 2.0.1 compliant and certified; ChargePoint's network supports both OCPP 1.6 and 2.0.1 hardware | Yes | Wall | UL and cUL listed; complies with UL 2594, UL 2231-1, UL 2231-2, and NEC Article 625 Energy Star | two year standard parts only warranty; additional years of coverage are available under our Assure Program: https://www.chargepoint.com/products/service | Contactless Credit Card, RFID, Tap to Pay with Mobile app, call center, roaming | Yes
47QMCA22A0005 | CARAHSOFT TECHNOLOGY CORPORATION | ChargePoint | Yes - comes with ChargePoint Software | CP6013B-50A-L7-CHIP | CP6013B-50A-L7-CHIP-611 | CP6013B-50A-L7-CHIP | CP6023, NA, AC Station, 1 x Type 1 Cable, 50A, 1 Phase, 23' Cable, 8' Cable Management Kit, Wall Mount, 8" Touch Display, Contactless Credit Card and RFID Reader, EMV Chip Reader, Cellular/WIFI, UL, Power Share Jumper, 1YR Parts Warranty | EA | 6949.36 | 6740.8792 | 3% | N/A | 60 Days | All 50 States in USA and Puerto Rico | Commercial | 12kW | 65A | N/A | Yes | 1 | SAE J1772, J3400 | 18 | RFID, Mobile App, Contactless Credit Card | Yes | Standard | Yes | Stations are OCPP 2.0.1 compliant and certified; ChargePoint's network supports both OCPP 1.6 and 2.0.1 hardware | Yes | Wall | UL and cUL listed; complies with UL 2594, UL 2231-1, UL 2231-2, and NEC Article 625 Energy Star | two year standard parts only warranty; additional years of coverage are available under our Assure Program: https://www.chargepoint.com/products/service | Contactless Credit Card, RFID, Tap to Pay with Mobile app, call center, roaming | Yes
47QMCA22A0005 | CARAHSOFT TECHNOLOGY CORPORATION | ChargePoint | Yes - comes with ChargePoint Software | CP6013B-80A-L5.5-CHIP | CP6013B-80A-L5.5-CHIP-611 | CP6013B-80A-L5.5-CHIP | CP6013, NA, AC Station, 1 x Type 1 Cable, 80A, 1-Phase, 18' Cable, 6' Cable Management Kit, Wall Mount, 8" Touch Display, Contactless Credit Card and RFID Reader, EMV Chip Reader, Cellular/Wi-Fi, UL, Power Share Jumper, 1YR Parts Warranty | EA | 7301.86 | 7082.8042 | 3% | N/A | 60 Days | All 50 States in USA and Puerto Rico | Commercial | 19.2kW | 100A | N/A | Yes | 1 | SAE J1772, J3400 | 18 | RFID, Mobile App, Contactless Credit Card | Yes | Standard | Yes | Stations are OCPP 2.0.1 compliant and certified; ChargePoint's network supports both OCPP 1.6 and 2.0.1 hardware | Yes | Wall | UL and cUL listed; complies with UL 2594, UL 2231-1, UL 2231-2, and NEC Article 625 Energy Star | two year standard parts only warranty; additional years of coverage are available under our Assure Program: https://www.chargepoint.com/products/service | Contactless Credit Card, RFID, Tap to Pay with Mobile app, call center, roaming | Yes
47QMCA22A0005 | CARAHSOFT TECHNOLOGY CORPORATION | ChargePoint | Yes - comes with ChargePoint Software | CP6013B-80A-L5.5-CHIP-FHWA | CP6013B-80A-L5.5-CHIP-FHWA-611 | CP6013B-80A-L5.5-CHIP-FHWA | BUY AMERICA FHWA compliant. CP6013, NA, AC Station, 1 x Type 1 Cable, 80A, 1-Phase, 18' Cable, 6' Cable Management Kit, Wall Mount, 8" Touch Display, Contactless Credit Card and RFID Reader, EMV Chip Reader, Cellular/Wi-Fi, UL, Power Share Jumper, 1YR Parts Warranty | EA | 9859.24 | 9563.4628 | 3% | N/A | 60 Days | All 50 States in USA and Puerto Rico | Commercial | 19.2kW | 100A | N/A | Yes | 1 | SAE J1772, J3400 | 18 | RFID, Mobile App, Contactless Credit Card | Yes | Standard | Yes | Stations are OCPP 2.0.1 compliant and certified; ChargePoint's network supports both OCPP 1.6 and 2.0.1 hardware | Yes | Wall | UL and cUL listed; complies with UL 2594, UL 2231-1, UL 2231-2, and NEC Article 625 Energy Star | two year standard parts only warranty; additional years of coverage are available under our Assure Program: https://www.chargepoint.com/products/service | Contactless Credit Card, RFID, Tap to Pay with Mobile app, call center, roaming | Yes
47QMCA22A0005 | CARAHSOFT TECHNOLOGY CORPORATION | ChargePoint | Yes - comes with ChargePoint Software | CP6013B-80A-L5.5-FHWA | CP6013B-80A-L5.5-FHWA-611 | CP6013B-80A-L5.5-FHWA | BUY AMERICA FHWA compliant. CP6013, NA, AC Station, 1 x Type 1 Cable, 80A, 1-Phase, 18' Cable, 6' Cable Management Kit, Wall Mount, 8" Touch Display, Contactless Credit Card and RFID Reader, Cellular/Wi-Fi, UL, Power Share Jumper, 1YR Parts Warranty | EA | 9355.67 | 9074.9999 | 3% | N/A | 60 Days | All 50 States in USA and Puerto Rico | Commercial | 19.2kW | 100A | N/A | Yes | 1 | SAE J1772, J3400 | 18 | RFID, Mobile App, Contactless Credit Card | Yes | Standard | Yes | Stations are OCPP 2.0.1 compliant and certified; ChargePoint's network supports both OCPP 1.6 and 2.0.1 hardware | Yes | Wall | UL and cUL listed; complies with UL 2594, UL 2231-1, UL 2231-2, and NEC Article 625 Energy Star | two year standard parts only warranty; additional years of coverage are available under our Assure Program: https://www.chargepoint.com/products/service | Contactless Credit Card, RFID, Tap to Pay with Mobile app, call center, roaming | Yes
47QMCA22A0005 | CARAHSOFT TECHNOLOGY CORPORATION | ChargePoint | Yes - comes with ChargePoint Software | CP6013B-80A-L7 | CP6013B-80A-L7-611 | CP6013B-80A-L7 | CP6013, NA, AC Station, 1 x Type 1 Cable, 80A, 1 Phase, 23' Cable, 8' Cable Management Kit, Wall Mount, 8" Touch Display, Contactless Credit Card and RFID Reader, Cellular/WIFI, UL, Power Share Jumper, 1YR Parts Warranty | EA | 7443.06 | 7219.7682 | 3% | N/A | 60 Days | All 50 States in USA and Puerto Rico | Commercial | 19.2kW | 100A | N/A | Yes | 1 | SAE J1772, J3400 | 18 | RFID, Mobile App, Contactless Credit Card | Yes | Standard | Yes | Stations are OCPP 2.0.1 compliant and certified; ChargePoint's network supports both OCPP 1.6 and 2.0.1 hardware | Yes | Wall | UL and cUL listed; complies with UL 2594, UL 2231-1, UL 2231-2, and NEC Article 625 Energy Star | two year standard parts only warranty; additional years of coverage are available under our Assure Program: https://www.chargepoint.com/products/service | Contactless Credit Card, RFID, Tap to Pay with Mobile app, call center, roaming | Yes
47QMCA22A0005 | CARAHSOFT TECHNOLOGY CORPORATION | ChargePoint | Yes - comes with ChargePoint Software | CP6013B-80A-L7-CHIP | CP6013B-80A-L7-CHIP-611 | CP6013B-80A-L7-CHIP | CP6013, NA, AC Station, 1 x Type 1 Cable, 80A, 1 Phase, 23' Cable, 8' Cable Management Kit, Wall Mount, 8" Touch Display, Contactless Credit Card and RFID Reader, EMV Chip Reader, Cellular/WIFI, UL, Power Share Jumper, 1YR Parts Warranty | EA | 7933.8 | 7695.786 | 3% | N/A | 60 Days | All 50 States in USA and Puerto Rico | Commercial | 19.2kW | 100A | N/A | Yes | 1 | SAE J1772, J3400 | 18 | RFID, Mobile App, Contactless Credit Card | Yes | Standard | Yes | Stations are OCPP 2.0.1 compliant and certified; ChargePoint's network supports both OCPP 1.6 and 2.0.1 hardware | Yes | Wall | UL and cUL listed; complies with UL 2594, UL 2231-1, UL 2231-2, and NEC Article 625 Energy Star | two year standard parts only warranty; additional years of coverage are available under our Assure Program: https://www.chargepoint.com/products/service | Contactless Credit Card, RFID, Tap to Pay with Mobile app, call center, roaming | Yes
47QMCA22A0005 | CARAHSOFT TECHNOLOGY CORPORATION | ChargePoint | Yes - comes with ChargePoint Software | CP6013B-80A-L7-CHIP-FHWA | CP6013B-80A-L7-CHIP-FHWA-611 | CP6013B-80A-L7-CHIP-FHWA | BUY AMERICA FHWA compliant. CP6013, NA, AC Station, 1 x Type 1 Cable, 80A, 1 Phase, 23' Cable, 8' Cable Management Kit, Wall Mount, 8" Touch Display, Contactless Credit Card and RFID Reader, EMV Chip Reader, Cellular/WIFI, UL, Power Share Jumper, 1YR Parts Warranty | EA | 10708.41 | 10387.1577 | 3% | N/A | 60 Days | All 50 States in USA and Puerto Rico | Commercial | 19.2kW | 100A | N/A | Yes | 1 | SAE J1772, J3400 | 18 | RFID, Mobile App, Contactless Credit Card | Yes | Standard | Yes | Stations are OCPP 2.0.1 compliant and certified; ChargePoint's network supports both OCPP 1.6 and 2.0.1 hardware | Yes | Wall | UL and cUL listed; complies with UL 2594, UL 2231-1, UL 2231-2, and NEC Article 625 Energy Star | two year standard parts only warranty; additional years of coverage are available under our Assure Program: https://www.chargepoint.com/products/service | Contactless Credit Card, RFID, Tap to Pay with Mobile app, call center, roaming | Yes
47QMCA22A0005 | CARAHSOFT TECHNOLOGY CORPORATION | ChargePoint | Yes - comes with ChargePoint Software | CP6013B-80A-L7-FHWA | CP6013B-80A-L7-FHWA-611 | CP6013B-80A-L7-FHWA | BUY AMERICA FHWA compliant. CP6013, NA, AC Station, 1 x Type 1 Cable, 80A, 1 Phase, 23' Cable, 8' Cable Management Kit, Wall Mount, 8" Touch Display, Contactless Credit Card and RFID Reader, Cellular/WIFI, UL, Power Share Jumper, 1YR Parts Warranty | EA | 10209.77 | 9903.4769 | 3% | N/A | 60 Days | All 50 States in USA and Puerto Rico | Commercial | 19.2kW | 100A | N/A | Yes | 1 | SAE J1772, J3400 | 18 | RFID, Mobile App, Contactless Credit Card | Yes | Standard | Yes | Stations are OCPP 2.0.1 compliant and certified; ChargePoint's network supports both OCPP 1.6 and 2.0.1 hardware | Yes | Wall | UL and cUL listed; complies with UL 2594, UL 2231-1, UL 2231-2, and NEC Article 625 Energy Star | two year standard parts only warranty; additional years of coverage are available under our Assure Program: https://www.chargepoint.com/products/service | Contactless Credit Card, RFID, Tap to Pay with Mobile app, call center, roaming | Yes
47QMCA22A0005 | CARAHSOFT TECHNOLOGY CORPORATION | ChargePoint | Yes - comes with ChargePoint Software | CP6021B-50A-L5.5-CHIP | CP6021B-50A-L5.5-CHIP-611 | CP6021B-50A-L5.5-CHIP | CP6021, NA, AC Station, 2 x Type 1 Cable, 50A, 1-Phase, 18' Cable, 6' Cable Management Kit, Pedestal Mount, 8" Touch Display, Contactless Credit Card and RFID Reader, EMV Chip Reader, Cellular/Wi-Fi, UL, Power Share Jumper, 1YR Parts Warranty | EA | 8763.22 | 8500.3234 | 3% | N/A | 60 Days | All 50 States in USA and Puerto Rico | Commercial | 12kW | 65A | N/A | Yes | 2 | SAE J1772, J3400 | 18 | RFID, Mobile App, Contactless Credit Card | Yes | Standard | Yes | Stations are OCPP 2.0.1 compliant and certified; ChargePoint's network supports both OCPP 1.6 and 2.0.1 hardware | Yes | Pedestal | UL and cUL listed; complies with UL 2594, UL 2231-1, UL 2231-2, and NEC Article 625 Energy Star | two year standard parts only warranty; additional years of coverage are available under our Assure Program: https://www.chargepoint.com/products/service | Contactless Credit Card, RFID, Tap to Pay with Mobile app, call center, roaming | Yes
47QMCA22A0005 | CARAHSOFT TECHNOLOGY CORPORATION | ChargePoint | Yes - comes with ChargePoint Software | CP6021B-50A-L7 | CP6021B-50A-L7-611 | CP6021B-50A-L7 | CP6021, NA, AC Station, 2 x Type 1 Cable, 50A, 1 Phase, 23' Cable, 8' Cable Management Kit, Pedestal Mount, 8" Touch Display, Contactless Credit Card and RFID Reader, Cellular/WIFI, UL, Power Share Jumper, 1YR Parts Warranty | EA | 9011.06 | 8740.7282 | 3% | N/A | 60 Days | All 50 States in USA and Puerto Rico | Commercial | 12kW | 65A | N/A | Yes | 2 | SAE J1772, J3400 | 18 | RFID, Mobile App, Contactless Credit Card | Yes | Standard | Yes | Stations are OCPP 2.0.1 compliant and certified; ChargePoint's network supports both OCPP 1.6 and 2.0.1 hardware | Yes | Pedestal | UL and cUL listed; complies with UL 2594, UL 2231-1, UL 2231-2, and NEC Article 625 Energy Star | two year standard parts only warranty; additional years of coverage are available under our Assure Program: https://www.chargepoint.com/products/service | Contactless Credit Card, RFID, Tap to Pay with Mobile app, call center, roaming | Yes
47QMCA22A0005 | CARAHSOFT TECHNOLOGY CORPORATION | ChargePoint | Yes - comes with ChargePoint Software | CP6021B-50A-L7-CHIP | CP6021B-50A-L7-CHIP-611 | CP6021B-50A-L7-CHIP | CP6021, NA, AC Station, 2 x Type 1 Cable, 50A, 1 Phase, 23' Cable, 8' Cable Management Kit, Pedestal Mount, 8" Touch Display, Contactless Credit Card and RFID Reader, EMV Chip Reader, Cellular/WIFI, UL, Power Share Jumper, 1YR Parts Warranty | EA | 9381.34 | 9099.8998 | 3% | N/A | 60 Days | All 50 States in USA and Puerto Rico | Commercial | 12kW | 65A | N/A | Yes | 2 | SAE J1772, J3400 | 18 | RFID, Mobile App, Contactless Credit Card | Yes | Standard | Yes | Stations are OCPP 2.0.1 compliant and certified; ChargePoint's network supports both OCPP 1.6 and 2.0.1 hardware | Yes | Pedestal | UL and cUL listed; complies with UL 2594, UL 2231-1, UL 2231-2, and NEC Article 625 Energy Star | two year standard parts only warranty; additional years of coverage are available under our Assure Program: https://www.chargepoint.com/products/service | Contactless Credit Card, RFID, Tap to Pay with Mobile app, call center, roaming | Yes
47QMCA22A0005 | CARAHSOFT TECHNOLOGY CORPORATION | ChargePoint | Yes - comes with ChargePoint Software | CP6021B-80A-L5.5-CHIP | CP6021B-80A-L5.5-CHIP-611 | CP6021B-80A-L5.5-CHIP | CP6021, NA, AC Station, 2 x Type 1 Cable, 80A, 1-Phase, 18' Cable, 6' Cable Management Kit, Pedestal Mount, 8" Touch Display, Contactless Credit Card and RFID Reader, EMV Chip Reader, Cellular/Wi-Fi, UL, Power Share Jumper, 1YR Parts Warranty | EA | 11330.48 | 10990.5656 | 3% | N/A | 60 Days | All 50 States in USA and Puerto Rico | Commercial | 19.2kW | 100A | N/A | Yes | 2 | SAE J1772, J3400 | 18 | RFID, Mobile App, Contactless Credit Card | Yes | Standard | Yes | Stations are OCPP 2.0.1 compliant and certified; ChargePoint's network supports both OCPP 1.6 and 2.0.1 hardware | Yes | Pedestal | UL and cUL listed; complies with UL 2594, UL 2231-1, UL 2231-2, and NEC Article 625 Energy Star | two year standard parts only warranty; additional years of coverage are available under our Assure Program: https://www.chargepoint.com/products/service | Contactless Credit Card, RFID, Tap to Pay with Mobile app, call center, roaming | Yes
47QMCA22A0005 | CARAHSOFT TECHNOLOGY CORPORATION | ChargePoint | Yes - comes with ChargePoint Software | CP6021B-80A-L5.5-CHIP-FHWA | CP6021B-80A-L5.5-CHIP-FHWA-611 | CP6021B-80A-L5.5-CHIP-FHWA | BUY AMERICA FHWA compliant. CP6021, NA, AC Station, 2 x Type 1 Cable, 80A, 1-Phase, 18' Cable, 6' Cable Management Kit, Pedestal Mount, 8" Touch Display, Contactless Credit Card and RFID Reader, EMV Chip Reader, Cellular/Wi-Fi, UL, Energy Star, Power Share Jumper, 1YR Parts Warranty | EA | 15294.91 | 14836.0627 | 3% | N/A | 60 Days | All 50 States in USA and Puerto Rico | Commercial | 19.2kW | 100A | N/A | Yes | 2 | SAE J1772, J3400 | 18 | RFID, Mobile App, Contactless Credit Card | Yes | Standard | Yes | Stations are OCPP 2.0.1 compliant and certified; ChargePoint's network supports both OCPP 1.6 and 2.0.1 hardware | Yes | Pedestal | UL and cUL listed; complies with UL 2594, UL 2231-1, UL 2231-2, and NEC Article 625 Energy Star | two year standard parts only warranty; additional years of coverage are available under our Assure Program: https://www.chargepoint.com/products/service | Contactless Credit Card, RFID, Tap to Pay with Mobile app, call center, roaming | Yes
47QMCA22A0005 | CARAHSOFT TECHNOLOGY CORPORATION | ChargePoint | Yes - comes with ChargePoint Software | CP6021B-80A-L5.5-FHWA | CP6021B-80A-L5.5-FHWA-611 | CP6021B-80A-L5.5-FHWA | BUY AMERICA FHWA compliant. CP6021, NA, AC Station, 2 x Type 1 Cable, 80A, 1-Phase, 18' Cable, 6' Cable Management Kit, Pedestal Mount, 8" Touch Display, Contactless Credit Card and RFID Reader, Cellular/Wi-Fi, UL, Energy Star, Power Share Jumper, 1YR Parts Warranty | EA | 14796.27 | 14352.3819 | 3% | N/A | 60 Days | All 50 States in USA and Puerto Rico | Commercial | 19.2kW | 100A | N/A | Yes | 2 | SAE J1772, J3400 | 18 | RFID, Mobile App, Contactless Credit Card | Yes | Standard | Yes | Stations are OCPP 2.0.1 compliant and certified; ChargePoint's network supports both OCPP 1.6 and 2.0.1 hardware | Yes | Pedestal | UL and cUL listed; complies with UL 2594, UL 2231-1, UL 2231-2, and NEC Article 625 Energy Star | two year standard parts only warranty; additional years of coverage are available under our Assure Program: https://www.chargepoint.com/products/service | Contactless Credit Card, RFID, Tap to Pay with Mobile app, call center, roaming | Yes
47QMCA22A0005 | CARAHSOFT TECHNOLOGY CORPORATION | ChargePoint | Yes - comes with ChargePoint Software | CP6021B-80A-L7 | CP6021B-80A-L7-611 | CP6021B-80A-L7 | CP6021, NA, AC Station, 2 x Type 1 Cable, 80A, 1 Phase, 23' Cable, 8' Cable Management Kit, Pedestal Mount, 8" Touch Display, Contactless Credit Card and RFID Reader, Cellular/WIFI, UL, Energy Star, Power Share Jumper, 1YR Parts Warranty | EA | 11587.2 | 11239.584 | 3% | N/A | 60 Days | All 50 States in USA and Puerto Rico | Commercial | 19.2kW | 100A | N/A | Yes | 2 | SAE J1772, J3400 | 18 | RFID, Mobile App, Contactless Credit Card | Yes | Standard | Yes | Stations are OCPP 2.0.1 compliant and certified; ChargePoint's network supports both OCPP 1.6 and 2.0.1 hardware | Yes | Pedestal | UL and cUL listed; complies with UL 2594, UL 2231-1, UL 2231-2, and NEC Article 625 Energy Star | two year standard parts only warranty; additional years of coverage are available under our Assure Program: https://www.chargepoint.com/products/service | Contactless Credit Card, RFID, Tap to Pay with Mobile app, call center, roaming | Yes
47QMCA22A0005 | CARAHSOFT TECHNOLOGY CORPORATION | ChargePoint | Yes - comes with ChargePoint Software | CP6021B-80A-L7-CHIP | CP6021B-80A-L7-CHIP-611 | CP6021B-80A-L7-CHIP | CP6021, NA, AC Station, 2 x Type 1 Cable, 80A, 1 Phase, 23' Cable, 8' Cable Management Kit, Pedestal Mount, 8" Touch Display, Contactless Credit Card and RFID Reader, EMV Chip Reader, Cellular/WIFI, UL, Power Share Jumper, 1YR Parts Warranty | EA | 11957.48 | 11598.7556 | 3% | N/A | 60 Days | All 50 States in USA and Puerto Rico | Commercial | 19.2kW | 100A | N/A | Yes | 2 | SAE J1772, J3400 | 18 | RFID, Mobile App, Contactless Credit Card | Yes | Standard | Yes | Stations are OCPP 2.0.1 compliant and certified; ChargePoint's network supports both OCPP 1.6 and 2.0.1 hardware | Yes | Pedestal | UL and cUL listed; complies with UL 2594, UL 2231-1, UL 2231-2, and NEC Article 625 Energy Star | two year standard parts only warranty; additional years of coverage are available under our Assure Program: https://www.chargepoint.com/products/service | Contactless Credit Card, RFID, Tap to Pay with Mobile app, call center, roaming | Yes
47QMCA22A0005 | CARAHSOFT TECHNOLOGY CORPORATION | ChargePoint | Yes - comes with ChargePoint Software | CP6021B-80A-L7-CHIP-FHWA | CP6021B-80A-L7-CHIP-FHWA-611 | CP6021B-80A-L7-CHIP-FHWA | BUY AMERICA FHWA compliant. CP6021, NA, AC Station, 2 x Type 1 Cable, 80A, 1 Phase, 23' Cable, 8' Cable Management Kit, Wall Mount, 8" Touch Display, Contactless Credit Card and RFID Reader, EMV Chip Reader, Cellular/WIFI, UL, Energy Star, Power Share Jumper, 1YR Parts Warranty | EA | 16144.08 | 15659.7576 | 3% | N/A | 60 Days | All 50 States in USA and Puerto Rico | Commercial | 19.2kW | 100A | N/A | Yes | 2 | SAE J1772, J3400 | 18 | RFID, Mobile App, Contactless Credit Card | Yes | Standard | Yes | Stations are OCPP 2.0.1 compliant and certified; ChargePoint's network supports both OCPP 1.6 and 2.0.1 hardware | Yes | Pedestal | UL and cUL listed; complies with UL 2594, UL 2231-1, UL 2231-2, and NEC Article 625 Energy Star | two year standard parts only warranty; additional years of coverage are available under our Assure Program: https://www.chargepoint.com/products/service | Contactless Credit Card, RFID, Tap to Pay with Mobile app, call center, roaming | Yes
47QMCA22A0005 | CARAHSOFT TECHNOLOGY CORPORATION | ChargePoint | Yes - comes with ChargePoint Software | CP6021B-80A-L7-FHWA | CP6021B-80A-L7-FHWA-611 | CP6021B-80A-L7-FHWA | BUY AMERICA FHWA compliant. CP6021, NA, AC Station, 2 x Type 1 Cable, 80A, 1 Phase, 23' Cable, 8' Cable Management Kit, Pedestal Mount, 8" Touch Display, Contactless Credit Card and RFID Reader, Cellular/WIFI, UL, Energy Star, Power Share Jumper, 1YR Parts Warranty | EA | 15640.5 | 15171.285 | 3% | N/A | 60 Days | All 50 States in USA and Puerto Rico | Commercial | 19.2kW | 100A | N/A | Yes | 2 | SAE J1772, J3400 | 18 | RFID, Mobile App, Contactless Credit Card | Yes | Standard | Yes | Stations are OCPP 2.0.1 compliant and certified; ChargePoint's network supports both OCPP 1.6 and 2.0.1 hardware | Yes | Pedestal | UL and cUL listed; complies with UL 2594, UL 2231-1, UL 2231-2, and NEC Article 625 Energy Star | two year standard parts only warranty; additional years of coverage are available under our Assure Program: https://www.chargepoint.com/products/service | Contactless Credit Card, RFID, Tap to Pay with Mobile app, call center, roaming | Yes
47QMCA22A0005 | CARAHSOFT TECHNOLOGY CORPORATION | ChargePoint | Yes - comes with ChargePoint Software | CP6023B-50A-L5.5-CHIP | CP6023B-50A-L5.5-CHIP-611 | CP6023B-50A-L5.5-CHIP | CP6023, NA, AC Station, 2 x Type 1 Cable, 50A, 1-Phase, 18' Cable, 6' Cable Management Kit, Wall Mount, 8" Touch Display, Contactless Credit Card and RFID Reader, EMV Chip Reader, Cellular/Wi-Fi, UL, Power Share Jumper, 1YR Parts Warranty | EA | 8763.22 | 8500.3234 | 3% | N/A | 60 Days | All 50 States in USA and Puerto Rico | Commercial | 12kW | 65A | N/A | Yes | 2 | SAE J1772, J3400 | 18 | RFID, Mobile App, Contactless Credit Card | Yes | Standard | Yes | Stations are OCPP 2.0.1 compliant and certified; ChargePoint's network supports both OCPP 1.6 and 2.0.1 hardware | Yes | Wall | UL and cUL listed; complies with UL 2594, UL 2231-1, UL 2231-2, and NEC Article 625 Energy Star | two year standard parts only warranty; additional years of coverage are available under our Assure Program: https://www.chargepoint.com/products/service | Contactless Credit Card, RFID, Tap to Pay with Mobile app, call center, roaming | Yes
47QMCA22A0005 | CARAHSOFT TECHNOLOGY CORPORATION | ChargePoint | Yes - comes with ChargePoint Software | CP6023B-50A-L7 | CP6023B-50A-L7-611 | CP6023B-50A-L7 | CP6023, NA, AC Station, 2 x Type 1 Cable, 50A, 1 Phase, 23' Cable, 8' Cable Management Kit, Wall Mount, 8" Touch Display, Contactless Credit Card and RFID Reader, Cellular/WIFI, UL, Power Share Jumper, 1YR Parts Warranty | EA | 9011.06 | 8740.7282 | 3% | N/A | 60 Days | All 50 States in USA and Puerto Rico | Commercial | 12kW | 65A | N/A | Yes | 2 | SAE J1772, J3400 | 18 | RFID, Mobile App, Contactless Credit Card | Yes | Standard | Yes | Stations are OCPP 2.0.1 compliant and certified; ChargePoint's network supports both OCPP 1.6 and 2.0.1 hardware | Yes | Wall | UL and cUL listed; complies with UL 2594, UL 2231-1, UL 2231-2, and NEC Article 625 Energy Star | two year standard parts only warranty; additional years of coverage are available under our Assure Program: https://www.chargepoint.com/products/service | Contactless Credit Card, RFID, Tap to Pay with Mobile app, call center, roaming | Yes
47QMCA22A0005 | CARAHSOFT TECHNOLOGY CORPORATION | ChargePoint | Yes - comes with ChargePoint Software | CP6023B-50A-L7-CHIP | CP6023B-50A-L7-CHIP-611 | CP6023B-50A-L7-CHIP | CP6023, NA, AC Station, 2 x Type 1 Cable, 50A, 1 Phase, 23' Cable, 8' Cable Management Kit, Wall Mount, 8" Touch Display, Contactless Credit Card and RFID Reader, EMV Chip Reader, Cellular/WIFI, UL, Power Share Jumper, 1YR Parts Warranty | EA | 9381.34 | 9099.8998 | 3% | N/A | 60 Days | All 50 States in USA and Puerto Rico | Commercial | 12kW | 65A | N/A | Yes | 2 | SAE J1772, J3400 | 18 | RFID, Mobile App, Contactless Credit Card | Yes | Standard | Yes | Stations are OCPP 2.0.1 compliant and certified; ChargePoint's network supports both OCPP 1.6 and 2.0.1 hardware | Yes | Wall | UL and cUL listed; complies with UL 2594, UL 2231-1, UL 2231-2, and NEC Article 625 Energy Star | two year standard parts only warranty; additional years of coverage are available under our Assure Program: https://www.chargepoint.com/products/service | Contactless Credit Card, RFID, Tap to Pay with Mobile app, call center, roaming | Yes
47QMCA22A0005 | CARAHSOFT TECHNOLOGY CORPORATION | ChargePoint | Yes - comes with ChargePoint Software | CP6023B-80A-L5.5-CHIP | CP6023B-80A-L5.5-CHIP-611 | CP6023B-80A-L5.5-CHIP | CP6023, NA, AC Station, 2 x Type 1 Cable, 80A, 1-Phase, 18' Cable, 6' Cable Management Kit, Wall Mount, 8" Touch Display, Contactless Credit Card and RFID Reader, EMV Chip Reader, Cellular/Wi-Fi, UL, Power Share Jumper, 1YR Parts Warranty | EA | 11330.48 | 10990.5656 | 3% | N/A | 60 Days | All 50 States in USA and Puerto Rico | Commercial | 19.2kW | 100A | N/A | Yes | 2 | SAE J1772, J3400 | 18 | RFID, Mobile App, Contactless Credit Card | Yes | Standard | Yes | Stations are OCPP 2.0.1 compliant and certified; ChargePoint's network supports both OCPP 1.6 and 2.0.1 hardware | Yes | Wall | UL and cUL listed; complies with UL 2594, UL 2231-1, UL 2231-2, and NEC Article 625 Energy Star | two year standard parts only warranty; additional years of coverage are available under our Assure Program: https://www.chargepoint.com/products/service | Contactless Credit Card, RFID, Tap to Pay with Mobile app, call center, roaming | Yes
47QMCA22A0005 | CARAHSOFT TECHNOLOGY CORPORATION | ChargePoint | Yes - comes with ChargePoint Software | CP6023B-80A-L5.5-CHIP-FHWA | CP6023B-80A-L5.5-CHIP-FHWA-611 | CP6023B-80A-L5.5-CHIP-FHWA | BUY AMERICA FHWA compliant. CP6023, NA, AC Station, 2 x Type 1 Cable, 80A, 1-Phase, 18' Cable, 6' Cable Management Kit, Wall Mount, 8" Touch Display, Contactless Credit Card and RFID Reader, EMV Chip Reader, Cellular/Wi-Fi, UL, Energy Star, Power Share Jumper, 1YR Parts Warranty | EA | 15294.91 | 14836.0627 | 3% | N/A | 60 Days | All 50 States in USA and Puerto Rico | Commercial | 19.2kW | 100A | N/A | Yes | 2 | SAE J1772, J3400 | 18 | RFID, Mobile App, Contactless Credit Card | Yes | Standard | Yes | Stations are OCPP 2.0.1 compliant and certified; ChargePoint's network supports both OCPP 1.6 and 2.0.1 hardware | Yes | Wall | UL and cUL listed; complies with UL 2594, UL 2231-1, UL 2231-2, and NEC Article 625 Energy Star | two year standard parts only warranty; additional years of coverage are available under our Assure Program: https://www.chargepoint.com/products/service | Contactless Credit Card, RFID, Tap to Pay with Mobile app, call center, roaming | Yes
47QMCA22A0005 | CARAHSOFT TECHNOLOGY CORPORATION | ChargePoint | Yes - comes with ChargePoint Software | CP6023B-80A-L5.5-FHWA | CP6023B-80A-L5.5-FHWA-611 | CP6023B-80A-L5.5-FHWA | BUY AMERICA FHWA compliant. CP6023, NA, AC Station, 2 x Type 1 Cable, 80A, 1-Phase, 18' Cable, 6' Cable Management Kit, Wall Mount, 8" Touch Display, Contactless Credit Card and RFID Reader, Cellular/Wi-Fi, UL, Energy Star, Power Share Jumper, 1YR Parts Warranty | EA | 14796.27 | 14352.3819 | 3% | N/A | 60 Days | All 50 States in USA and Puerto Rico | Commercial | 19.2kW | 100A | N/A | Yes | 2 | SAE J1772, J3400 | 18 | RFID, Mobile App, Contactless Credit Card | Yes | Standard | Yes | Stations are OCPP 2.0.1 compliant and certified; ChargePoint's network supports both OCPP 1.6 and 2.0.1 hardware | Yes | Wall | UL and cUL listed; complies with UL 2594, UL 2231-1, UL 2231-2, and NEC Article 625 Energy Star | two year standard parts only warranty; additional years of coverage are available under our Assure Program: https://www.chargepoint.com/products/service | Contactless Credit Card, RFID, Tap to Pay with Mobile app, call center, roaming | Yes
47QMCA22A0005 | CARAHSOFT TECHNOLOGY CORPORATION | ChargePoint | Yes - comes with ChargePoint Software | CP6023B-80A-L7 | CP6023B-80A-L7-611 | CP6023B-80A-L7 | CP6023, NA, AC Station, 2 x Type 1 Cable, 80A, 1 Phase, 23' Cable, 8' Cable Management Kit, Wall Mount, 8" Touch Display, Contactless Credit Card and RFID Reader, Cellular/WIFI, UL, Energy Star, Power Share Jumper, 1YR Parts Warranty | EA | 11587.2 | 11239.584 | 3% | N/A | 60 Days | All 50 States in USA and Puerto Rico | Commercial | 19.2kW | 100A | N/A | Yes | 2 | SAE J1772, J3400 | 18 | RFID, Mobile App, Contactless Credit Card | Yes | Standard | Yes | Stations are OCPP 2.0.1 compliant and certified; ChargePoint's network supports both OCPP 1.6 and 2.0.1 hardware | Yes | Wall | UL and cUL listed; complies with UL 2594, UL 2231-1, UL 2231-2, and NEC Article 625 Energy Star | two year standard parts only warranty; additional years of coverage are available under our Assure Program: https://www.chargepoint.com/products/service | Contactless Credit Card, RFID, Tap to Pay with Mobile app, call center, roaming | Yes
47QMCA22A0005 | CARAHSOFT TECHNOLOGY CORPORATION | ChargePoint | Yes - comes with ChargePoint Software | CP6023B-80A-L7-CHIP | CP6023B-80A-L7-CHIP-611 | CP6023B-80A-L7-CHIP | CP6023, NA, AC Station, 2 x Type 1 Cable, 80A, 1 Phase, 23' Cable, 8' Cable Management Kit, Wall Mount, 8" Touch Display, Contactless Credit Card and RFID Reader, EMV Chip Reader, Cellular/WIFI, UL, Power Share Jumper, 1YR Parts Warranty | EA | 11957.48 | 11598.7556 | 3% | N/A | 60 Days | All 50 States in USA and Puerto Rico | Commercial | 19.2kW | 100A | N/A | Yes | 2 | SAE J1772, J3400 | 18 | RFID, Mobile App, Contactless Credit Card | Yes | Standard | Yes | Stations are OCPP 2.0.1 compliant and certified; ChargePoint's network supports both OCPP 1.6 and 2.0.1 hardware | Yes | Wall | UL and cUL listed; complies with UL 2594, UL 2231-1, UL 2231-2, and NEC Article 625 Energy Star | two year standard parts only warranty; additional years of coverage are available under our Assure Program: https://www.chargepoint.com/products/service | Contactless Credit Card, RFID, Tap to Pay with Mobile app, call center, roaming | Yes
47QMCA22A0005 | CARAHSOFT TECHNOLOGY CORPORATION | ChargePoint | Yes - comes with ChargePoint Software | CP6023B-80A-L7-CHIP-FHWA | CP6023B-80A-L7-CHIP-FHWA-611 | CP6023B-80A-L7-CHIP-FHWA | BUY AMERICA FHWA compliant. CP6023, NA, AC Station, 2 x Type 1 Cable, 80A, 1 Phase, 23' Cable, 8' Cable Management Kit, Wall Mount, 8" Touch Display, Contactless Credit Card and RFID Reader, EMV Chip Reader, Cellular/WIFI, UL, Energy Star, Power Share Jumper, 1YR Parts Warranty | EA | 16144.08 | 15659.7576 | 3% | N/A | 60 Days | All 50 States in USA and Puerto Rico | Commercial | 19.2kW | 100A | N/A | Yes | 2 | SAE J1772, J3400 | 18 | RFID, Mobile App, Contactless Credit Card | Yes | Standard | Yes | Stations are OCPP 2.0.1 compliant and certified; ChargePoint's network supports both OCPP 1.6 and 2.0.1 hardware | Yes | Wall | UL and cUL listed; complies with UL 2594, UL 2231-1, UL 2231-2, and NEC Article 625 Energy Star | two year standard parts only warranty; additional years of coverage are available under our Assure Program: https://www.chargepoint.com/products/service | Contactless Credit Card, RFID, Tap to Pay with Mobile app, call center, roaming | Yes
47QMCA22A0005 | CARAHSOFT TECHNOLOGY CORPORATION | ChargePoint | Yes - comes with ChargePoint Software | CP6023B-80A-L7-FHWA | CP6023B-80A-L7-FHWA-611 | CP6023B-80A-L7-FHWA | BUY AMERICA FHWA compliant. CP6023, NA, AC Station, 2 x Type 1 Cable, 80A, 1 Phase, 23' Cable, 8' Cable Management Kit, Wall Mount, 8" Touch Display, Contactless Credit Card and RFID Reader, Cellular/WIFI, UL, Energy Star, Power Share Jumper, 1YR Parts Warranty | EA | 15640.5 | 15171.285 | 3% | N/A | 60 Days | All 50 States in USA and Puerto Rico | Commercial | 19.2kW | 100A | N/A | Yes | 2 | SAE J1772, J3400 | 18 | RFID, Mobile App, Contactless Credit Card | Yes | Standard | Yes | Stations are OCPP 2.0.1 compliant and certified; ChargePoint's network supports both OCPP 1.6 and 2.0.1 hardware | Yes | Wall | UL and cUL listed; complies with UL 2594, UL 2231-1, UL 2231-2, and NEC Article 625 Energy Star | two year standard parts only warranty; additional years of coverage are available under our Assure Program: https://www.chargepoint.com/products/service | Contactless Credit Card, RFID, Tap to Pay with Mobile app, call center, roaming | Yes
47QMCA22A0005 | CARAHSOFT TECHNOLOGY CORPORATION | ChargePoint | Yes - comes with ChargePoint Software | CPF50-L18-GW-USA | CPF50-L18-GW-USA-611 | CPF50-L18-GW-USA | CPF50, USA, AC Station, 1x Type 1, 50A, 1 Phase, 5.5m/18', Wall, RFID, Cellular, Vodafone e-SIM, UL, 2 YR Parts Warranty, Includes $140/yr Essential cloud plan (T&Cs apply - see (1) MSSA and (2) cloud plan data sheet includes supplemental T&Cs). Additional cloud plans available. Station requires a cloud plan to operate. | EA | 691.18 | 670.4446 | 3% | N/A | 60 Days | All 50 States in USA and Puerto Rico | Commercial | 12kW | 65A | N/A | Yes | 1 | SAE J1772, J3400 | 18 | RFID | Yes | Standard | Yes | Stations are OCPP 2.0.1 compliant and certified; ChargePoint's network supports both OCPP 1.6 and 2.0.1 hardware | Yes- but no bi-directional energy flow. | Wall | UL and C-UL listed; complies with UL2594, UL2231-1, UL 2231-2. NEC Article 625 compliant. For Canada CSA C22.2, No. 280, 281.1, 281.2, CED UL and C-UL listed per UL916 Energy Management Equipment | two year standard parts only warranty; additional years of coverage are available under our Assure Program: https://www.chargepoint.com/products/service | Fleet only - does not accept payments | Yes
47QMCA22A0005 | CARAHSOFT TECHNOLOGY CORPORATION | ChargePoint | Yes - comes with ChargePoint Software | CPF50-L18-PEDMNT-CMK6-Dual-GW-USA | CPF50-L18-PEDMNT-CMK6-Dual-GW-USA-611 | CPF50-L18-PEDMNT-CMK6-Dual-GW-USA | CPF50, USA, AC Station, 2x Type 1, 50A, 1 Phase, 5.5m/18', 1.8m/6' Cable Mgt, Wall, RFID, Cellular, Vodafone e-SIM, UL, 2 YR Parts Warranty, Includes $140/yr Essential cloud plan (T&Cs apply - see (1) MSSA and (2) cloud plan data sheet includes supplemental T&Cs). Additional cloud plans available. Station requires a cloud plan to operate. | EA | 2483.32 | 2408.8204 | 3% | N/A | 60 Days | All 50 States in USA and Puerto Rico | Commercial | 12kW | 65A | N/A | Yes | 2 | SAE J1772, J3400 | 18 | RFID | Yes | Standard | Yes | Stations are OCPP 2.0.1 compliant and certified; ChargePoint's network supports both OCPP 1.6 and 2.0.1 hardware | Yes- but no bi-directional energy flow. | Pedestal | UL and C-UL listed; complies with UL2594, UL2231-1, UL 2231-2. NEC Article 625 compliant. For Canada CSA C22.2, No. 280, 281.1, 281.2, CED UL and C-UL listed per UL916 Energy Management Equipment | two year standard parts only warranty; additional years of coverage are available under our Assure Program: https://www.chargepoint.com/products/service | Fleet only - does not accept payments | Yes
47QMCA22A0005 | CARAHSOFT TECHNOLOGY CORPORATION | ChargePoint | Yes - comes with ChargePoint Software | CPF50-L18-PEDMNT-CMK6-GW-USA | CPF50-L18-PEDMNT-CMK6-GW-USA-611 | CPF50-L18-PEDMNT-CMK6-GW-USA | CPF50, USA, AC Station, 1x Type 1, 50A, 1 Phase, 5.5m/18', 1.8m/6' Cable Mgt, Pedestal, RFID, Cellular, Vodafone e-SIM, UL, 2 YR Parts Warranty, Includes $140/yr Essential cloud plan (T&Cs apply - see (1) MSSA and (2) cloud plan data sheet includes supplemental T&Cs). Additional cloud plans available. Station requires a cloud plan to operate. | EA | 1772.39 | 1719.2183 | 3% | N/A | 60 Days | All 50 States in USA and Puerto Rico | Commercial | 12kW | 65A | N/A | Yes | 1 | SAE J1772, J3400 | 18 | RFID | Yes | Standard | Yes | Stations are OCPP 2.0.1 compliant and certified; ChargePoint's network supports both OCPP 1.6 and 2.0.1 hardware | Yes- but no bi-directional energy flow. | Pedestal | UL and C-UL listed; complies with UL2594, UL2231-1, UL 2231-2. NEC Article 625 compliant. For Canada CSA C22.2, No. 280, 281.1, 281.2, CED UL and C-UL listed per UL916 Energy Management Equipment | two year standard parts only warranty; additional years of coverage are available under our Assure Program: https://www.chargepoint.com/products/service | Fleet only - does not accept payments | Yes
47QMCA22A0005 | CARAHSOFT TECHNOLOGY CORPORATION | ChargePoint | Yes - comes with ChargePoint Software | CPF50-L18-PEDMNT-Dual-GW-USA | CPF50-L18-PEDMNT-Dual-GW-USA-611 | CPF50-L18-PEDMNT-Dual-GW-USA | CPF50, USA, AC Station, 2x Type 1, 50A, 1 Phase, 5.5m/18', Pedestal, RFID, Cellular, Vodafone e-SIM, UL, 2 YR Parts Warranty, Includes $140/yr Essential cloud plan (T&Cs apply - see (1) MSSA and (2) cloud plan data sheet includes supplemental T&Cs). Additional cloud plans available. Station requires a cloud plan to operate. | EA | 2157.48 | 2092.7556 | 3% | N/A | 60 Days | All 50 States in USA and Puerto Rico | Commercial | 12kW | 65A | N/A | Yes | 2 | SAE J1772, J3400 | 18 | RFID | Yes | Standard | Yes | Stations are OCPP 2.0.1 compliant and certified; ChargePoint's network supports both OCPP 1.6 and 2.0.1 hardware | Yes- but no bi-directional energy flow. | Pedestal | UL and C-UL listed; complies with UL2594, UL2231-1, UL 2231-2. NEC Article 625 compliant. For Canada CSA C22.2, No. 280, 281.1, 281.2, CED UL and C-UL listed per UL916 Energy Management Equipment | two year standard parts only warranty; additional years of coverage are available under our Assure Program: https://www.chargepoint.com/products/service | Fleet only - does not accept payments | Yes
47QMCA22A0005 | CARAHSOFT TECHNOLOGY CORPORATION | ChargePoint | Yes - comes with ChargePoint Software | CPF50-L18-PEDMNT-GW-USA | CPF50-L18-PEDMNT-GW-USA-611 | CPF50-L18-PEDMNT-GW-USA | CPF50, USA, AC Station, 1x Type 1, 50A, 1 Phase, 5.5m/18', Pedestal, RFID, Cellular, Vodafone e-SIM, UL, 2 YR Parts Warranty, Includes $140/yr Essential cloud plan (T&Cs apply - see (1) MSSA and (2) cloud plan data sheet includes supplemental T&Cs). Additional cloud plans available. Station requires a cloud plan to operate. | EA | 1436.68 | 1393.5796 | 3% | N/A | 60 Days | All 50 States in USA and Puerto Rico | Commercial | 12kW | 65A | N/A | Yes | 1 | SAE J1772, J3400 | 18 | RFID | Yes | Standard | Yes | Stations are OCPP 2.0.1 compliant and certified; ChargePoint's network supports both OCPP 1.6 and 2.0.1 hardware | Yes- but no bi-directional energy flow. | Pedestal | UL and C-UL listed; complies with UL2594, UL2231-1, UL 2231-2. NEC Article 625 compliant. For Canada CSA C22.2, No. 280, 281.1, 281.2, CED UL and C-UL listed per UL916 Energy Management Equipment | two year standard parts only warranty; additional years of coverage are available under our Assure Program: https://www.chargepoint.com/products/service | Fleet only - does not accept payments | Yes
47QMCA22A0005 | CARAHSOFT TECHNOLOGY CORPORATION | ChargePoint | Yes - comes with ChargePoint Software | CPF50-L18-WALLMNT-CMK6-GW-USA | CPF50-L18-WALLMNT-CMK6-GW-USA-611 | CPF50-L18-WALLMNT-CMK6-GW-USA | CPF50, USA, AC Station, 1x Type 1, 50A, 1 Phase, 5.5m/18', 1.8m/6' Cable Mgt, Wall, RFID, Cellular, Vodafone e-SIM, UL, 2 YR Parts Warranty, Includes $140/yr Essential cloud plan (T&Cs apply - see (1) MSSA and (2) cloud plan data sheet includes supplemental T&Cs). Additional cloud plans available. Station requires a cloud plan to operate. | EA | 1224.38 | 1187.6486 | 3% | N/A | 60 Days | All 50 States in USA and Puerto Rico | Commercial | 12kW | 65A | N/A | Yes | 1 | SAE J1772, J3400 | 18 | RFID | Yes | Standard | Yes | Stations are OCPP 2.0.1 compliant and certified; ChargePoint's network supports both OCPP 1.6 and 2.0.1 hardware | Yes- but no bi-directional energy flow. | Wall | UL and C-UL listed; complies with UL2594, UL2231-1, UL 2231-2. NEC Article 625 compliant. For Canada CSA C22.2, No. 280, 281.1, 281.2, CED UL and C-UL listed per UL916 Energy Management Equipment | two year standard parts only warranty; additional years of coverage are available under our Assure Program: https://www.chargepoint.com/products/service | Fleet only - does not accept payments | Yes
47QMCA22A0005 | CARAHSOFT TECHNOLOGY CORPORATION | ChargePoint | Yes - comes with ChargePoint Software | CPF50-L23-GW-NACS-USA | CPF50-L23-GW-NACS-USA-611 | CPF50-L23-GW-NACS-USA | CPF50, USA, AC Station, 1x NACS, 50A, 1 Phase, 7m/23', Wall, RFID, Cellular, Vodafone e-SIM, UL, 2 YR Parts Warranty,Includes $140/yr Essential postpaid cloud plan (T&Cs apply). Additional cloud plans available. Station requires a cloud plan to operate. | EA | 765.24 | 742.2828 | 3% | N/A | 60 Days | All 50 States in USA and Puerto Rico | Commercial | 12kW | 65A | N/A | Yes | 1 | SAE J1772, J3400 | 23 | RFID | Yes | Standard | Yes | Stations are OCPP 2.0.1 compliant and certified; ChargePoint's network supports both OCPP 1.6 and 2.0.1 hardware | Yes- but no bi-directional energy flow. | Wall | UL and C-UL listed; complies with UL2594, UL2231-1, UL 2231-2. NEC Article 625 compliant. For Canada CSA C22.2, No. 280, 281.1, 281.2, CED UL and C-UL listed per UL916 Energy Management Equipment | two year standard parts only warranty; additional years of coverage are available under our Assure Program: https://www.chargepoint.com/products/service | Fleet only - does not accept payments | Yes
47QMCA22A0005 | CARAHSOFT TECHNOLOGY CORPORATION | ChargePoint | Yes - comes with ChargePoint Software | CPF50-L23-GW-USA | CPF50-L23-GW-USA-611 | CPF50-L23-GW-USA | CPF50, USA, AC Station, 1x Type 1, 50A, 1 Phase, 7m/23', Wall, RFID, Cellular, Vodafone e-SIM, UL, 2 YR Parts Warranty, Includes $140/yr Essential cloud plan (T&Cs apply - see (1) MSSA and (2) cloud plan data sheet includes supplemental T&Cs). Additional cloud plans available. Station requires a cloud plan to operate. | EA | 765.24 | 742.2828 | 3% | N/A | 60 Days | All 50 States in USA and Puerto Rico | Commercial | 12kW | 65A | N/A | Yes | 1 | SAE J1772, J3400 | 23 | RFID | Yes | Standard | Yes | Stations are OCPP 2.0.1 compliant and certified; ChargePoint's network supports both OCPP 1.6 and 2.0.1 hardware | Yes- but no bi-directional energy flow. | Wall | UL and C-UL listed; complies with UL2594, UL2231-1, UL 2231-2. NEC Article 625 compliant. For Canada CSA C22.2, No. 280, 281.1, 281.2, CED UL and C-UL listed per UL916 Energy Management Equipment | two year standard parts only warranty; additional years of coverage are available under our Assure Program: https://www.chargepoint.com/products/service | Fleet only - does not accept payments | Yes
47QMCA22A0005 | CARAHSOFT TECHNOLOGY CORPORATION | ChargePoint | Yes - comes with ChargePoint Software | CPF50-L23-PEDMNT-CMK8-Dual-GW-NACS-USA | CPF50-L23-PEDMNT-CMK8-Dual-GW-NACS-USA-611 | CPF50-L23-PEDMNT-CMK8-Dual-GW-NACS-USA | CPF50, USA, AC Station, 2x NACS, 50A, 1 Phase, 7m/23', 2.4m/8' Cable Mgt, Pedestal, RFID, Cellular, Vodafone e-SIM, UL, 2 YR Parts Warranty, Includes $140/yr Essential cloud plan (T&Cs apply - see (1) MSSA and (2) cloud plan data sheet includes supplemental T&Cs). Additional cloud plans available. Station requires a cloud plan to operate. | EA | 2947.41 | 2858.9877 | 3% | N/A | 60 Days | All 50 States in USA and Puerto Rico | Commercial | 12kW | 65A | N/A | Yes | 2 | SAE J1772, J3400 | 23 | RFID | Yes | Standard | Yes | Stations are OCPP 2.0.1 compliant and certified; ChargePoint's network supports both OCPP 1.6 and 2.0.1 hardware | Yes- but no bi-directional energy flow. | Pedestal | UL and C-UL listed; complies with UL2594, UL2231-1, UL 2231-2. NEC Article 625 compliant. For Canada CSA C22.2, No. 280, 281.1, 281.2, CED UL and C-UL listed per UL916 Energy Management Equipment | two year standard parts only warranty; additional years of coverage are available under our Assure Program: https://www.chargepoint.com/products/service | Fleet only - does not accept payments | Yes
47QMCA22A0005 | CARAHSOFT TECHNOLOGY CORPORATION | ChargePoint | Yes - comes with ChargePoint Software | CPF50-L23-PEDMNT-CMK8-Dual-GW-USA | CPF50-L23-PEDMNT-CMK8-Dual-GW-USA-611 | CPF50-L23-PEDMNT-CMK8-Dual-GW-USA | CPF50, USA, AC Station, 2x Type 1, 50A, 1 Phase, 7m/23', 2.4m/8' Cable Mgt, Pedestal, RFID, Cellular, Vodafone e-SIM, UL, 2 YR Parts Warranty, Includes $140/yr Essential cloud plan (T&Cs apply - see (1) MSSA and (2) cloud plan data sheet includes supplemental T&Cs). Additional cloud plans available. Station requires a cloud plan to operate. | EA | 2947.41 | 2858.9877 | 3% | N/A | 60 Days | All 50 States in USA and Puerto Rico | Commercial | 12kW | 65A | N/A | Yes | 2 | SAE J1772, J3400 | 23 | RFID | Yes | Standard | Yes | Stations are OCPP 2.0.1 compliant and certified; ChargePoint's network supports both OCPP 1.6 and 2.0.1 hardware | Yes- but no bi-directional energy flow. | Pedestal | UL and C-UL listed; complies with UL2594, UL2231-1, UL 2231-2. NEC Article 625 compliant. For Canada CSA C22.2, No. 280, 281.1, 281.2, CED UL and C-UL listed per UL916 Energy Management Equipment | two year standard parts only warranty; additional years of coverage are available under our Assure Program: https://www.chargepoint.com/products/service | Fleet only - does not accept payments | Yes
47QMCA22A0005 | CARAHSOFT TECHNOLOGY CORPORATION | ChargePoint | Yes - comes with ChargePoint Software | CPF50-L23-PEDMNT-CMK8-GW-USA | CPF50-L23-PEDMNT-CMK8-GW-USA-611 | CPF50-L23-PEDMNT-CMK8-GW-USA | CPF50, USA, AC Station, 1x Type 1, 50A, 1 Phase, 7m/23', 2.4m/8' Cable Mgt, Pedestal, RFID, Cellular, Vodafone e-SIM, UL, 2 YR Parts Warranty, Includes $140/yr Essential cloud plan (T&Cs apply - see (1) MSSA and (2) cloud plan data sheet includes supplemental T&Cs). Additional cloud plans available. Station requires a cloud plan to operate. | EA | 2162.42 | 2097.5474 | 3% | N/A | 60 Days | All 50 States in USA and Puerto Rico | Commercial | 12kW | 65A | N/A | Yes | 1 | SAE J1772, J3400 | 23 | RFID | Yes | Standard | Yes | Stations are OCPP 2.0.1 compliant and certified; ChargePoint's network supports both OCPP 1.6 and 2.0.1 hardware | Yes- but no bi-directional energy flow. | Pedestal | UL and C-UL listed; complies with UL2594, UL2231-1, UL 2231-2. NEC Article 625 compliant. For Canada CSA C22.2, No. 280, 281.1, 281.2, CED UL and C-UL listed per UL916 Energy Management Equipment | two year standard parts only warranty; additional years of coverage are available under our Assure Program: https://www.chargepoint.com/products/service | Fleet only - does not accept payments | Yes
47QMCA22A0005 | CARAHSOFT TECHNOLOGY CORPORATION | ChargePoint | Yes - comes with ChargePoint Software | CPF50-L23-PEDMNT-Dual-GW-NACS-USA | CPF50-L23-PEDMNT-Dual-GW-NACS-USA-611 | CPF50-L23-PEDMNT-Dual-GW-NACS-USA | CPF50, USA, AC Station, 2x NACS, 50A, 1 Phase, 7m/23', Pedestal, RFID, Cellular, Vodafone e-SIM, UL, 2 YR Parts Warranty, Includes $140/yr Essential cloud plan (T&Cs apply - see (1) MSSA and (2) cloud plan data sheet includes supplemental T&Cs). Additional cloud plans available. Station requires a cloud plan to operate. | EA | 2305.59 | 2236.4223 | 3% | N/A | 60 Days | All 50 States in USA and Puerto Rico | Commercial | 12kW | 65A | N/A | Yes | 2 | SAE J1772, J3400 | 23 | RFID | Yes | Standard | Yes | Stations are OCPP 2.0.1 compliant and certified; ChargePoint's network supports both OCPP 1.6 and 2.0.1 hardware | Yes- but no bi-directional energy flow. | Pedestal | UL and C-UL listed; complies with UL2594, UL2231-1, UL 2231-2. NEC Article 625 compliant. For Canada CSA C22.2, No. 280, 281.1, 281.2, CED UL and C-UL listed per UL916 Energy Management Equipment | two year standard parts only warranty; additional years of coverage are available under our Assure Program: https://www.chargepoint.com/products/service | Fleet only - does not accept payments | Yes
47QMCA22A0005 | CARAHSOFT TECHNOLOGY CORPORATION | ChargePoint | Yes - comes with ChargePoint Software | CPF50-L23-PEDMNT-Dual-GW-USA | CPF50-L23-PEDMNT-Dual-GW-USA-611 | CPF50-L23-PEDMNT-Dual-GW-USA | CPF50, USA, AC Station, 2x Type 1, 50A, 1 Phase, 7m/23', Pedestal, RFID, Cellular, Vodafone e-SIM, UL, 2 YR Parts Warranty, Includes $140/yr Essential cloud plan (T&Cs apply - see (1) MSSA and (2) cloud plan data sheet includes supplemental T&Cs). Additional cloud plans available. Station requires a cloud plan to operate. | EA | 2305.59 | 2236.4223 | 3% | N/A | 60 Days | All 50 States in USA and Puerto Rico | Commercial | 12kW | 65A | N/A | Yes | 2 | SAE J1772, J3400 | 23 | RFID | Yes | Standard | Yes | Stations are OCPP 2.0.1 compliant and certified; ChargePoint's network supports both OCPP 1.6 and 2.0.1 hardware | Yes- but no bi-directional energy flow. | Pedestal | UL and C-UL listed; complies with UL2594, UL2231-1, UL 2231-2. NEC Article 625 compliant. For Canada CSA C22.2, No. 280, 281.1, 281.2, CED UL and C-UL listed per UL916 Energy Management Equipment | two year standard parts only warranty; additional years of coverage are available under our Assure Program: https://www.chargepoint.com/products/service | Fleet only - does not accept payments | Yes
47QMCA22A0005 | CARAHSOFT TECHNOLOGY CORPORATION | ChargePoint | Yes - comes with ChargePoint Software | CPF50-L23-PEDMNT-GW-NACS-USA | CPF50-L23-PEDMNT-GW-NACS-USA-611 | CPF50-L23-PEDMNT-GW-NACS-USA | CPF50, USA, AC Station, 1x NACS, 50A, 1 Phase, 7m/23', Pedestal, RFID, Cellular, Vodafone e-SIM, UL, 2 YR Parts Warranty, Includes $140/yr Essential cloud plan (T&Cs apply - see (1) MSSA and (2) cloud plan data sheet includes supplemental T&Cs). Additional cloud plans available. Station requires a cloud plan to operate. | EA | 1510.73 | 1465.4081 | 3% | N/A | 60 Days | All 50 States in USA and Puerto Rico | Commercial | 12kW | 65A | N/A | Yes | 1 | SAE J1772, J3400 | 23 | RFID | Yes | Standard | Yes | Stations are OCPP 2.0.1 compliant and certified; ChargePoint's network supports both OCPP 1.6 and 2.0.1 hardware | Yes- but no bi-directional energy flow. | Pedestal | UL and C-UL listed; complies with UL2594, UL2231-1, UL 2231-2. NEC Article 625 compliant. For Canada CSA C22.2, No. 280, 281.1, 281.2, CED UL and C-UL listed per UL916 Energy Management Equipment | two year standard parts only warranty; additional years of coverage are available under our Assure Program: https://www.chargepoint.com/products/service | Fleet only - does not accept payments | Yes
47QMCA22A0005 | CARAHSOFT TECHNOLOGY CORPORATION | ChargePoint | Yes - comes with ChargePoint Software | CPF50-L23-PEDMNT-GW-USA | CPF50-L23-PEDMNT-GW-USA-611 | CPF50-L23-PEDMNT-GW-USA | CPF50, USA, AC Station, 1x Type 1, 50A, 1 Phase, 7m/23', Pedestal, RFID, Cellular, Vodafone e-SIM, UL, 2 YR Parts Warranty, Includes $140/yr Essential cloud plan (T&Cs apply - see (1) MSSA and (2) cloud plan data sheet includes supplemental T&Cs). Additional cloud plans available. Station requires a cloud plan to operate. | EA | 1510.73 | 1465.4081 | 3% | N/A | 60 Days | All 50 States in USA and Puerto Rico | Commercial | 12kW | 65A | N/A | Yes | 1 | SAE J1772, J3400 | 23 | RFID | Yes | Standard | Yes | Stations are OCPP 2.0.1 compliant and certified; ChargePoint's network supports both OCPP 1.6 and 2.0.1 hardware | Yes- but no bi-directional energy flow. | Pedestal | UL and C-UL listed; complies with UL2594, UL2231-1, UL 2231-2. NEC Article 625 compliant. For Canada CSA C22.2, No. 280, 281.1, 281.2, CED UL and C-UL listed per UL916 Energy Management Equipment | two year standard parts only warranty; additional years of coverage are available under our Assure Program: https://www.chargepoint.com/products/service | Fleet only - does not accept payments | Yes
47QMCA22A0005 | CARAHSOFT TECHNOLOGY CORPORATION | ChargePoint | Yes - comes with ChargePoint Software | CPF50-L23-WALLMNT-CMK8-GW-USA | CPF50-L23-WALLMNT-CMK8-GW-USA-611 | CPF50-L23-WALLMNT-CMK8-GW-USA | CPF50, USA, AC Station, 1x Type 1, 50A, 1 Phase, 7m/23', 2.4m/8' Cable Mgt, Wall, RFID, Cellular, Vodafone e-SIM, UL, 2 YR Parts Warranty, Includes $140/yr Essential cloud plan (T&Cs apply - see (1) MSSA and (2) cloud plan data sheet includes supplemental T&Cs). Additional cloud plans available. Station requires a cloud plan to operate. | EA | 1614.41 | 1565.9777 | 3% | N/A | 60 Days | All 50 States in USA and Puerto Rico | Commercial | 12kW | 65A | N/A | Yes | 1 | SAE J1772, J3400 | 23 | RFID | Yes | Standard | Yes | Stations are OCPP 2.0.1 compliant and certified; ChargePoint's network supports both OCPP 1.6 and 2.0.1 hardware | Yes- but no bi-directional energy flow. | Wall | UL and C-UL listed; complies with UL2594, UL2231-1, UL 2231-2. NEC Article 625 compliant. For Canada CSA C22.2, No. 280, 281.1, 281.2, CED UL and C-UL listed per UL916 Energy Management Equipment | two year standard parts only warranty; additional years of coverage are available under our Assure Program: https://www.chargepoint.com/products/service | Fleet only - does not accept payments | Yes
47QMCA22A0005 | CARAHSOFT TECHNOLOGY CORPORATION | ChargePoint | Yes - comes with ChargePoint Software | CPH50-Hardwire-L23 | CPH50-Hardwire-L23-611 | CPH50-Hardwire-L23 | Single Port, Wall Mount, 16A-50A, Type 1, Hardwire, Cable 23? | EA | 542.09 | 525.8273 | 3% | N/A | 60 Days | All 50 States in USA and Puerto Rico | Commercial | 12kW | 65A | N/A | Yes | 1 | SAE J1772, J3400 | 23 | RFID and Mobile App | Yes | Standard | Yes | Stations are OCPP 2.0.1 compliant and certified; ChargePoint's network supports both OCPP 1.6 and 2.0.1 hardware | Yes- but no bi-directional energy flow. | Wall | UL and cUL listed product per UL2594, UL2231-1, UL2231-2. NEC Article 625 compliant | two year standard parts only warranty; additional years of coverage are available under our Assure Program: https://www.chargepoint.com/products/service | RFID, Tap to Pay with Mobile app, call center | Yes
47QMCA22A0005 | CARAHSOFT TECHNOLOGY CORPORATION | ChargePoint | Yes - comes with ChargePoint Software | CPH50-HARDWIRE-L23-NACS | CPH50-HARDWIRE-L23-NACS-611 | CPH50-HARDWIRE-L23-NACS | CPH50, NA, AC Station, 1 x NACS, 50A, 1 Phase, 23' Cable, Wall Mount, Wi-Fi/BT, UL, 3 YR Parts Warranty, Hardwire | EA | 542.09 | 525.8273 | 3% | N/A | 60 Days | All 50 States in USA and Puerto Rico | Commercial | 12kW | 65A | N/A | Yes | 1 | SAE J1772, J3400 | 23 | RFID and Mobile App | Yes | Standard | Yes | Stations are OCPP 2.0.1 compliant and certified; ChargePoint's network supports both OCPP 1.6 and 2.0.1 hardware | Yes- but no bi-directional energy flow. | Wall | UL and cUL listed product per UL2594, UL2231-1, UL2231-2. NEC Article 625 compliant | two year standard parts only warranty; additional years of coverage are available under our Assure Program: https://www.chargepoint.com/products/service | RFID, Tap to Pay with Mobile app, call center | Yes
47QMCA22A0005 | CARAHSOFT TECHNOLOGY CORPORATION | ChargePoint | Yes - comes with ChargePoint Software | CPH50-NEMA14-50-L23 | CPH50-NEMA14-50-L23-611 | CPH50-NEMA14-50-L23 | Single port, Type 1 cable, Single Phase, NEMA 14-50 Plug without 15118 support | EA | 591.46 | 573.7162 | 3% | N/A | 60 Days | All 50 States in USA and Puerto Rico | Commercial | 12kW | 65A | N/A | Yes | 1 | SAE J1772, J3400 | 23 | RFID and Mobile App | Yes | Standard | Yes | Stations are OCPP 2.0.1 compliant and certified; ChargePoint's network supports both OCPP 1.6 and 2.0.1 hardware | Yes- but no bi-directional energy flow. | Wall | UL and cUL listed product per UL2594, UL2231-1, UL2231-2. NEC Article 625 compliant | two year standard parts only warranty; additional years of coverage are available under our Assure Program: https://www.chargepoint.com/products/service | RFID, Tap to Pay with Mobile app, call center | Yes
47QMCA22A0005 | CARAHSOFT TECHNOLOGY CORPORATION | ChargePoint | Yes - comes with ChargePoint Software | CPH50-NEMA14-50-L23-NACS | CPH50-NEMA14-50-L23-NACS-611 | CPH50-NEMA14-50-L23-NACS | CPH50, NA, AC Station, 1 x NACS, 50A, 1 Phase, 23' Cable, Wall Mount, Wi-Fi/BT, UL, 3 YR Parts Warranty, NEMA 14-50 | EA | 591.46 | 573.7162 | 3% | N/A | 60 Days | All 50 States in USA and Puerto Rico | Commercial | 12kW | 65A | N/A | Yes | 1 | SAE J1772, J3400 | 23 | RFID and Mobile App | Yes | Standard | Yes | Stations are OCPP 2.0.1 compliant and certified; ChargePoint's network supports both OCPP 1.6 and 2.0.1 hardware | Yes- but no bi-directional energy flow. | Wall | UL and cUL listed product per UL2594, UL2231-1, UL2231-2. NEC Article 625 compliant | two year standard parts only warranty; additional years of coverage are available under our Assure Program: https://www.chargepoint.com/products/service | RFID, Tap to Pay with Mobile app, call center | Yes
47QMCA22A0005 | CARAHSOFT TECHNOLOGY CORPORATION | ChargePoint | Yes - comes with ChargePoint Software | CPH50-NEMA6-50-L23 | CPH50-NEMA6-50-L23-611 | CPH50-NEMA6-50-L23 | Single Port, Wall Mount, 16A-50A, Type 1, NEMA 6-50, Cable 23? | EA | 591.46 | 573.7162 | 3% | N/A | 60 Days | All 50 States in USA and Puerto Rico | Commercial | 12kW | 65A | N/A | Yes | 1 | SAE J1772, J3400 | 23 | RFID and Mobile App | Yes | Standard | Yes | Stations are OCPP 2.0.1 compliant and certified; ChargePoint's network supports both OCPP 1.6 and 2.0.1 hardware | Yes- but no bi-directional energy flow. | Wall | UL and cUL listed product per UL2594, UL2231-1, UL2231-2. NEC Article 625 compliant | two year standard parts only warranty; additional years of coverage are available under our Assure Program: https://www.chargepoint.com/products/service | RFID, Tap to Pay with Mobile app, call center | Yes
47QMCA22A0005 | CARAHSOFT TECHNOLOGY CORPORATION | ChargePoint | Yes - comes with ChargePoint Software | CPH50-NEMA6-50-L23-NACS | CPH50-NEMA6-50-L23-NACS-611 | CPH50-NEMA6-50-L23-NACS | CPH50, NA, AC Station, 1 x NACS, 50A, 1 Phase, 23' Cable, Wall Mount, Wi-Fi/BT, UL, 3 YR Parts Warranty, NEMA 6-50 | EA | 591.46 | 573.7162 | 3% | N/A | 60 Days | All 50 States in USA and Puerto Rico | Commercial | 12kW | 65A | N/A | Yes | 1 | SAE J1772, J3400 | 23 | RFID and Mobile App | Yes | Standard | Yes | Stations are OCPP 2.0.1 compliant and certified; ChargePoint's network supports both OCPP 1.6 and 2.0.1 hardware | Yes- but no bi-directional energy flow. | Wall | UL and cUL listed product per UL2594, UL2231-1, UL2231-2. NEC Article 625 compliant | two year standard parts only warranty; additional years of coverage are available under our Assure Program: https://www.chargepoint.com/products/service | RFID, Tap to Pay with Mobile app, call center | Yes
47QMCA22A000A | CHARGIE, LLC | EVOCHARGE | Yes - Comes with Chargie Software | EVC3AB0B2A1A1 | EVO32-521-001 | Retractor/Wall/Single/iEVSE | EVOCHARGE® Wall Mount Charging Station with Retractor - Single Port - iEVSE - OCPP 1.6, Wi-Fi Compatible. Indoor/Outdoor. | EA | 1335 | 1321.65 | 1% | N/A | Within 45 calendar days ARO | Nationwide (Contiguous) | Commercial | 32A; 7.68 kW Maximum Output | 208-240VAC, 50/60 Hz., | 100% | Yes | 1 | SAE J1772 | 18ft or 25ft | RFID; Mobile App; QR Code | Yes | Standard | Yes | N/A | No | Wall or Pedestal Installation | Charging Station: UL/cUL Listed; SAE J1772, UL 2594, UL 355, CSA ; EVOREEL: ETL/cETL | 5 years | Mobile App and/or web | No but working on it
47QMCA22A000A | CHARGIE, LLC | EVOCHARGE | Yes - Comes with Chargie Software | EVC3AC0B1A1A1 | EVO32-511-001 | Retractor/Wall/Single/iEVSE Plus | EVOCHARGE® Wall Mount Charging Station with Retractor ‐ Single Port ‐ iEVSE Plus ‐ OCPP 1.6, Wi‐Fi or 4G LTE RFID Compatible. Indoor/Outdoor. | EA | 1850 | 1831.5 | 1% | N/A | Within 45 calendar days ARO | Nationwide (Contiguous) | Commercial | 32A; 7.68 kW Maximum Output | 208-240VAC, 50/60 Hz., | 100% | Yes | 1 | SAE J1772 | 18ft or 25ft | RFID; Mobile App; QR Code | Yes | Standard | Yes | N/A | No | Wall or Pedestal Installation | Charging Station: UL/cUL Listed; SAE J1772, UL 2594, UL 355, CSA ; EVOREEL: ETL/cETL | 5 years | Mobile App and/or web | No but working on it
47QMCA22A000A | CHARGIE, LLC | EVOCHARGE | Yes - Comes with Chargie Software | EVC3AB0B1A1A4 | EVO32‐821‐001 | Retractor/Pedestal/Single/iEVSE | Retractor/Pedestal/Single/iEVSE* EVOCHARGE® Charging Stations with Retractor and Pedestal ‐ Single Port ‐ iEVSE ‐ OCPP 1.6, Wi‐Fi Compatible. Indoor/Outdoor. | EA | 2260 | 2237.4 | 1% | N/A | Within 45 calendar days ARO | Nationwide (Contiguous) | Commercial | 32A; 7.68 kW Maximum Output | 208-240VAC, 50/60 Hz., | 100% | Yes | 1 | SAE J1772 | 18ft or 25ft | RFID; Mobile App; QR Code | Yes | Standard | Yes | N/A | No | Wall or Pedestal Installation | Charging Station: UL/cUL Listed; SAE J1772, UL 2594, UL 355, CSA ; EVOREEL: ETL/cETL | 5 years | Mobile App and/or web | No but working on it
47QMCA22A000A | CHARGIE, LLC | EVOCHARGE | Yes - Comes with Chargie Software | EVC3AC0B1A1A4 | EVO32‐811‐001 | Retractor/Pedestal/Single/iEVSE Plus | Retractor/Pedestal/Single/iEVSE Plus* EVOCHARGE® Charging Stations with Retractor and Pedestal ‐ Single Port ‐ iEVSE Plus ‐ OCPP 1.6, Wi‐Fi or 4G LTE, RFID Compatible. Indoor/Outdoor. | EA | 2775 | 2747.25 | 1% | N/A | Within 45 calendar days ARO | Nationwide (Contiguous) | Commercial | 32A; 7.68 kW Maximum Output | 208-240VAC, 50/60 Hz., | 100% | Yes | 1 | SAE J1772 | 18ft or 25ft | RFID; Mobile App; QR Code | Yes | Standard | Yes | N/A | No | Wall or Pedestal Installation | Charging Station: UL/cUL Listed; SAE J1772, UL 2594, UL 355, CSA ; EVOREEL: ETL/cETL | 5 years | Mobile App and/or web | No but working on it
47QMCA22A000A | CHARGIE, LLC | EVOCHARGE | Yes - Comes with Chargie Software | EVC3AB0B1A1B4 | EVO32‐822‐001 | Retractor/Pedestal/Dual/iEVSE | Retractor/Pedestal/Dual/iEVSE* EVOCHARGE® Charging Stations with Retractor and Pedestal ‐ Dual Port ‐ iEVSE ‐ OCPP 1.6, Wi‐Fi Compatible. Indoor/Outdoor. | EA | 3595 | 3559.05 | 1% | N/A | Within 45 calendar days ARO | Nationwide (Contiguous) | Commercial | 32A; 7.68 kW Maximum Output | 208-240VAC, 50/60 Hz., | 100% | Yes | 2 | SAE J1772 | 18ft or 25ft | RFID; Mobile App; QR Code | Yes | Standard | Yes | N/A | No | Wall or Pedestal Installation | Charging Station: UL/cUL Listed; SAE J1772, UL 2594, UL 355, CSA ; EVOREEL: ETL/cETL | 5 years | Mobile App and/or web | No but working on it
47QMCA22A000A | CHARGIE, LLC | EVOCHARGE | Yes - Comes with Chargie Software | EVC3AC0B1A1B4 | EVO32‐812‐001 | Retractor/Pedestal/Dual/iEVSE Plus | Retractor/Pedestal/Dual/iEVSE Plus* EVOCHARGE® Charging Stations with Retractor and Pedestal ‐ Dual Port ‐ iEVSE Plus ‐ OCPP 1.6, Wi‐Fi or 4G LTE, RFID Compatible. Indoor/Outdoor. | EA | 4625 | 4578.75 | 1% | N/A | Within 45 calendar days ARO | Nationwide (Contiguous) | Commercial | 32A; 7.68 kW Maximum Output | 208-240VAC, 50/60 Hz., | 100% | Yes | 2 | SAE J1772 | 18ft or 25ft | RFID; Mobile App; QR Code | Yes | Standard | Yes | N/A | No | Wall or Pedestal Installation | Charging Station: UL/cUL Listed; SAE J1772, UL 2594, UL 355, CSA ; EVOREEL: ETL/cETL | 5 years | Mobile App and/or web | No but working on it
47QMCA22A000A | CHARGIE, LLC | EVOCHARGE | Yes - Comes with Chargie Software | EVC3AB0A2E1A1 | EVO32‐321‐001 | Wall/Single/iEVSE 18ft | Wall/Single/iEVSE 18ft* EVOCHARGE® Charging Station Wall Mount ‐ Single Port ‐ 18ft Cable ‐ iEVSE ‐ OCPP 1.6, Wi‐Fi Compatible. Indoor/Outdoor. | EA | 835 | 826.65 | 1% | N/A | Within 45 calendar days ARO | Nationwide (Contiguous) | Commercial | 32A; 7.68 kW Maximum Output | 208-240VAC, 50/60 Hz., | 100% | Yes | 1 | SAE J1772 | 18ft or 25ft | RFID; Mobile App; QR Code | Yes | Standard | Yes | N/A | No | Wall Installation | Charging Station: UL/cUL Listed; SAE J1772, UL 2594, UL 355, CSA ; EVOREEL: ETL/cETL | 5 years | Mobile App and/or web | No but working on it
47QMCA22A000A | CHARGIE, LLC | EVOCHARGE | Yes - Comes with Chargie Software | EVC3AB0B2E1A1 | EVO32‐321‐002 | Wall/Single/iEVSE 25ft | Wall/Single/iEVSE 25ft* EVOCHARGE® Charging Station Wall Mount ‐ Single Port ‐ 25ft Cable ‐ iEVSE ‐ OCPP 1.6, Wi‐Fi Compatible. Indoor/Outdoor. | EA | 975 | 965.25 | 1% | N/A | Within 45 calendar days ARO | Nationwide (Contiguous) | Commercial | 32A; 7.68 kW Maximum Output | 208-240VAC, 50/60 Hz., | 100% | Yes | 1 | SAE J1772 | 18ft or 25ft | RFID; Mobile App; QR Code | Yes | Standard | Yes | N/A | No | Wall Installation | Charging Station: UL/cUL Listed; SAE J1772, UL 2594, UL 355, CSA ; EVOREEL: ETL/cETL | 5 years | Mobile App and/or web | No but working on it
47QMCA22A000A | CHARGIE, LLC | EVOCHARGE | Yes - Comes with Chargie Software | EVC3AC0A1E1A1 | EVO32‐311‐001 | Wall/Single/iEVSE Plus 18ft | Wall/Single/iEVSE Plus 18ft* EVOCHARGE® Charging Station Wall Mount ‐ Single Port ‐ 18ft Cable ‐ iEVSE Plus ‐ OCPP 1.6, Wi‐Fi or 4G LTE, RFID Compatible. Indoor/Outdoor. | EA | 1440 | 1425.6 | 1% | N/A | Within 45 calendar days ARO | Nationwide (Contiguous) | Commercial | 32A; 7.68 kW Maximum Output | 208-240VAC, 50/60 Hz., | 100% | Yes | 1 | SAE J1772 | 18ft or 25ft | RFID; Mobile App; QR Code | Yes | Standard | Yes | N/A | No | Wall Installation | Charging Station: UL/cUL Listed; SAE J1772, UL 2594, UL 355, CSA ; EVOREEL: ETL/cETL | 5 years | Mobile App and/or web | No but working on it
47QMCA22A000A | CHARGIE, LLC | EVOCHARGE | Yes - Comes with Chargie Software | EVC3AC0B1E1A1 | EVO32‐311‐002 | Wall/Single/iEVSE Plus 25ft | Wall/Single/iEVSE Plus 25ft* EVOCHARGE® Charging Station Wall Mount ‐ Single Port ‐ 25ft Cable ‐ iEVSE Plus ‐ OCPP 1.6, Wi‐Fi or 4G LTE, RFID Compatible. Indoor/Outdoor. | EA | 1490 | 1475.1 | 1% | N/A | Within 45 calendar days ARO | Nationwide (Contiguous) | Commercial | 32A; 7.68 kW Maximum Output | 208-240VAC, 50/60 Hz., | 100% | Yes | 1 | SAE J1772 | 18ft or 25ft | RFID; Mobile App; QR Code | Yes | Standard | Yes | N/A | No | Wall Installation | Charging Station: UL/cUL Listed; SAE J1772, UL 2594, UL 355, CSA ; EVOREEL: ETL/cETL | 5 years | Mobile App and/or web | No but working on it
47QMCA22A000A | CHARGIE, LLC | EVOCHARGE | Yes - Comes with Chargie Software | EVC3AB0A1E1A2 | EVO32‐621‐001 | Pedestal/Single/iEVSE | Pedestal/Single/iEVSE* EVOCHARGE® Charging Stations with Pedestal Mount ‐ Single Port ‐ iEVSE ‐ OCPP 1.6, Wi‐Fi Compatible. Indoor/Outdoor. | EA | 1440 | 1425.6 | 1% | N/A | Within 45 calendar days ARO | Nationwide (Contiguous) | Commercial | 32A; 7.68 kW Maximum Output | 208-240VAC, 50/60 Hz., | 100% | Yes | 1 | SAE J1772 | 18ft or 25ft | RFID; Mobile App; QR Code | Yes | Standard | Yes | N/A | No | Pedestal Installation | Charging Station: UL/cUL Listed; SAE J1772, UL 2594, UL 355, CSA ; EVOREEL: ETL/cETL | 5 years | Mobile App and/or web | No but working on it
47QMCA22A000A | CHARGIE, LLC | EVOCHARGE | Yes - Comes with Chargie Software | EVC3AC0A1E1A2 | EVO32‐611‐001 | Pedestal/Single/iEVSE Plus | Pedestal/Single/iEVSE Plus* EVOCHARGE® Charging Stations with Pedestal Mount ‐ Single Port ‐ iEVSE Plus ‐ OCPP 1.6, Wi‐Fi or 4G LTE, RFID Compatible. Indoor/Outdoor. | EA | 1955 | 1935.45 | 1% | N/A | Within 45 calendar days ARO | Nationwide (Contiguous) | Commercial | 32A; 7.68 kW Maximum Output | 208-240VAC, 50/60 Hz., | 100% | Yes | 1 | SAE J1772 | 18ft or 25ft | RFID; Mobile App; QR Code | Yes | Standard | Yes | N/A | No | Pedestal Installation | Charging Station: UL/cUL Listed; SAE J1772, UL 2594, UL 355, CSA ; EVOREEL: ETL/cETL | 5 years | Mobile App and/or web | No but working on it
47QMCA22A000A | CHARGIE, LLC | EVOCHARGE | Yes - Comes with Chargie Software | EVC3AB0A1E1B2 | EVO32‐622‐001 | Pedestal/Dual/iEVSE | Pedestal/Dual/iEVSE* EVOCHARGE® Charging Stations with Pedestal Mount ‐ Dual Port ‐ iEVSE ‐ OCPP 1.6, Wi‐Fi Compatible. Indoor/Outdoor. | EA | 2365 | 2341.35 | 1% | N/A | Within 45 calendar days ARO | Nationwide (Contiguous) | Commercial | 32A; 7.68 kW Maximum Output | 208-240VAC, 50/60 Hz., | 100% | Yes | 2 | SAE J1772 | 18ft or 25ft | RFID; Mobile App; QR Code | Yes | Standard | Yes | N/A | No | Pedestal Installation | Charging Station: UL/cUL Listed; SAE J1772, UL 2594, UL 355, CSA ; EVOREEL: ETL/cETL | 5 years | Mobile App and/or web | No but working on it
47QMCA22A000A | CHARGIE, LLC | EVOCHARGE | Yes - Comes with Chargie Software | EVC3AC0A1E1B2 | EVO32‐612‐001 | Pedestal/Dual/iEVSE Plus | Pedestal/Dual/iEVSE Plus* EVOCHARGE® Charging Stations with Pedestal Mount ‐ Dual Port ‐ iEVSE Plus ‐ OCPP 1.6, Wi‐Fi or 4G LTE, RFID Compatible. Indoor/Outdoor. | EA | 3390 | 3356.1 | 1% | N/A | Within 45 calendar days ARO | Nationwide (Contiguous) | Commercial | 32A; 7.68 kW Maximum Output | 208-240VAC, 50/60 Hz., | 100% | Yes | 2 | SAE J1772 | 18ft or 25ft | RFID; Mobile App; QR Code | Yes | Standard | Yes | N/A | No | Pedestal Installation | Charging Station: UL/cUL Listed; SAE J1772, UL 2594, UL 355, CSA ; EVOREEL: ETL/cETL | 5 years | Mobile App and/or web | No but working on it
47QMCA22A0006 | DISTRICT FLEET, LLC | BTC Power | Yes - Comes with Chargie Software | L2P-30-240-15-001 | N/A | BTCPower - Level 2 - Dual Port - Pedestal - 30A - RFID | AC Level 2 Pedestal 30A Dual, RFID, , Includes standard 2 year warranty (parts only) | EA | 5529.47 | 5418.8806 | 0.02 | N/A | 42 | CONUS/OCONUS | Commercial | 7.2 | 240/208 VAC, 30A Load | 99%+ | Yes | 2 | SAE J1772 | 25 | RFID, Mobile App, and QR | Yes | Standard | Yes | N/A | No | Pedestal | ETL Certified; Complies with UL 2594, UL 2231-1, UL 2231-2, and NEC Article 625, EMC: FCC Part 15 Class A | 2-year manufacturers warranty, parts only, begins on date of installation or 60-days from the ship date from the factory, whichever occurs first. | RFID, Credit Card, EMV, QR Code, ISO 15118 (optional) | Yes - both
47QMCA22A0006 | DISTRICT FLEET, LLC | BTC Power | Yes - Comes with Chargie Software | L2P-30-240-15-001, (2) 130-0745-01 | N/A | BTCPower - Level 2 - Dual Port - Pedestal - 30A - RFID - Add-On 30A Retractors | AC Level 2 Pedestal 30A Dual, RFID, 30A Retractors ADA Compliant, Includes standard 2 year warranty (parts only) | EA | 6245.34 | 6120.4332 | 0.02 | N/A | 42 | CONUS/OCONUS | Commercial | 7.2 | 240/208 VAC, 30A Load | 99%+ | Yes | 2 | SAE J1772 | 25 | RFID, Mobile App, and QR | Yes | Standard | Yes | N/A | No | Pedestal | ETL Certified; Complies with UL 2594, UL 2231-1, UL 2231-2, and NEC Article 625, EMC: FCC Part 15 Class A | 2-year manufacturers warranty, parts only, begins on date of installation or 60-days from the ship date from the factory, whichever occurs first. | RFID, Credit Card, EMV, QR Code, ISO 15118 (optional) | Yes - both
47QMCA22A0006 | DISTRICT FLEET, LLC | BTC Power | Yes - Comes with Chargie Software | L2P-40-240-15-001, (2) 130-0746-01 | N/A | BTCPower - Level 2 - Dual Port - Pedestal - 40A - RFID - Add-On 40A Retractors | AC Level 2 Pedestal 40A Dual, RFID, 40A Retractors, Includes standard 2 year warranty (parts only) | EA | 7125.94 | 6983.4212 | 0.02 | N/A | 42 | CONUS/OCONUS | Commercial | 9.6 | 240/208 VAC, 40A Load | 99%+ | Yes | 2 | SAE J1772 | 25 | RFID, Mobile App, and QR | Yes | Standard | Yes | N/A | No | Pedestal | ETL Certified; Complies with UL 2594, UL 2231-1, UL 2231-2, and NEC Article 625, EMC: FCC Part 15 Class A | 2-year manufacturers warranty, parts only, begins on date of installation or 60-days from the ship date from the factory, whichever occurs first. | RFID, Credit Card, EMV, QR Code, ISO 15118 (optional) | Yes - both
47QMCA22A0006 | DISTRICT FLEET, LLC | BTC Power | Yes - Comes with Chargie Software | L2P-30-240-16-001, (1) 130-0745-01 | N/A | BTCPower - Level 2 - Single Port - Pedestal 30A - RFID - Add-On 30A Retractor | AC Level 2 Pedestal 30A Single, RFID, 30A Retractor, Includes standard 2 year warranty (parts only) | EA | 4986.4 | 4886.672 | 0.02 | N/A | 42 | CONUS/OCONUS | Commercial | 7.2 | 240/208 VAC, 30A Load | 99%+ | Yes | 1 | SAE J1772 | 25 | RFID, Mobile App, and QR | Yes | Standard | Yes | N/A | No | Pedestal | ETL Certified; Complies with UL 2594, UL 2231-1, UL 2231-2, and NEC Article 625, EMC: FCC Part 15 Class A | 2-year manufacturers warranty, parts only, begins on date of installation or 60-days from the ship date from the factory, whichever occurs first. | RFID, Credit Card, EMV, QR Code, ISO 15118 (optional) | Yes - both
47QMCA22A0006 | DISTRICT FLEET, LLC | BTC Power | Yes - Comes with Chargie Software | L2P-40-240-16-001 | N/A | BTCPower - Level 2 - Single Port - Pedestal - 40A - RFID | AC Level 2 Pedestal 40A Single, RFID, , Includes standard 2 year warranty (parts only) | EA | 5233.25 | 5128.585 | 0.02 | N/A | 42 | CONUS/OCONUS | Commercial | 9.6 | 240/208 VAC, 40A Load | 99%+ | Yes | 1 | SAE J1772 | 25 | RFID, Mobile App, and QR | Yes | Standard | Yes | N/A | No | Pedestal | ETL Certified; Complies with UL 2594, UL 2231-1, UL 2231-2, and NEC Article 625, EMC: FCC Part 15 Class A | 2-year manufacturers warranty, parts only, begins on date of installation or 60-days from the ship date from the factory, whichever occurs first. | RFID, Credit Card, EMV, QR Code, ISO 15118 (optional) | Yes - both
47QMCA22A0006 | DISTRICT FLEET, LLC | BTC Power | Yes - Comes with Chargie Software | L2P-40-240-16-001, (1) 130-0746-01 | N/A | BTCPower - Level 2 - Single Port - Pedestal - 40A - RFID - Add-On 40A Retractor | AC Level 2 Pedestal 40A Single, RFID, 40A Retractor, Includes standard 2 year warranty (parts only) | EA | 5671.08 | 5557.6584 | 0.02 | N/A | 42 | CONUS/OCONUS | Commercial | 9.6 | 240/208 VAC, 40A Load | 99%+ | Yes | 1 | SAE J1772 | 25 | RFID, Mobile App, and QR | Yes | Standard | Yes | N/A | No | Pedestal | ETL Certified; Complies with UL 2594, UL 2231-1, UL 2231-2, and NEC Article 625, EMC: FCC Part 15 Class A | 2-year manufacturers warranty, parts only, begins on date of installation or 60-days from the ship date from the factory, whichever occurs first. | RFID, Credit Card, EMV, QR Code, ISO 15118 (optional) | Yes - both
47QMCA22A0006 | DISTRICT FLEET, LLC | BTC Power | Yes - Comes with Chargie Software | L2W-30-240-16-001 | N/A | AC Level 2 Wall Mount 30A Single | AC Level 2 Wall Mount 30A Single w/ RFID | EA | 3347.3 | 3280.354 | 0.02 | Additional 2% for 10+ Units | 42 | CONUS/OCONUS | Commercial | 7.2 | 240/208 VAC, 30A Load | 99%+ | Yes | 1 | SAE J1772 | 25 | RFID, Mobile App, and QR | Yes | Standard | Yes | N/A | No | Wall Mount | ETL Certified; Complies with UL 2594, UL 2231-1, UL 2231-2, and NEC Article 625, EMC: FCC Part 15 Class A | 2-year manufacturers warranty, parts only, begins on date of installation or 60-days from the ship date from the factory, whichever occurs first. | RFID, Credit Card, EMV, QR Code, ISO 15118 (optional) | Yes - both
47QMCA22A0006 | DISTRICT FLEET, LLC | BTC Power | Yes - Comes with Chargie Software | L2W-30-240-15-001 | N/A | AC Level 2 Wall Mount 30A Dual | AC Level 2 Wall Mount 30A Dual w/RFID | EA | 4038.49 | 3957.7202 | 0.02 | Additional 2% for 10+ Units | 42 | CONUS/OCONUS | Commercial | 7.2 | 240/208 VAC, 30A Load | 99%+ | Yes | 2 | SAE J1772 | 25 | RFID, Mobile App, and QR | Yes | Standard | Yes | N/A | No | Wall Mount | ETL Certified; Complies with UL 2594, UL 2231-1, UL 2231-2, and NEC Article 625, EMC: FCC Part 15 Class A | 2-year manufacturers warranty, parts only, begins on date of installation or 60-days from the ship date from the factory, whichever occurs first. | RFID, Credit Card, EMV, QR Code, ISO 15118 (optional) | Yes - both
47QMCA22A0006 | DISTRICT FLEET, LLC | BTC Power | Yes - Comes with Chargie Software | L2W-40-240-15-001 | N/A | AC Level 2 Wall Mount 40A Single | AC Level 2 Wall Mount 40A Single w/RFID | EA | 3989.12 | 3909.3376 | 0.02 | Additional 2% for 10+ Units | 42 | CONUS/OCONUS | Commercial | 9.6 | 240/208 VAC, 40A Load | 99%+ | Yes | 2 | SAE J1772 | 25 | RFID, Mobile App, and QR | Yes | Standard | Yes | N/A | No | Wall Mount | ETL Certified; Complies with UL 2594, UL 2231-1, UL 2231-2, and NEC Article 625, EMC: FCC Part 15 Class A | 2-year manufacturers warranty, parts only, begins on date of installation or 60-days from the ship date from the factory, whichever occurs first. | RFID, Credit Card, EMV, QR Code, ISO 15118 (optional) | Yes - both
47QMCA22A0006 | DISTRICT FLEET, LLC | BTC Power | Yes - Comes with Chargie Software | L2W-70-240-16-003 | N/A | AC Level 2 Wall Mount 70A Single | AC Level 2 Wall Mount 70A Single w/ RFID & Credit Card | EA | 5322.12 | 5215.6776 | 0.02 | Additional 2% for 10+ Units | 42 | CONUS/OCONUS | Commercial | 16.8 | 240/208 VAC, 70A Load | 99%+ | Yes | 1 | SAE J1772 | 25 | Credit Card, RFID, Mobile App, and QR | Yes | Standard | Yes | N/A | No | Wall Mount | ETL Certified; Complies with UL 2594, UL 2231-1, UL 2231-2, and NEC Article 625, EMC: FCC Part 15 Class A | 2-year manufacturers warranty, parts only, begins on date of installation or 60-days from the ship date from the factory, whichever occurs first. | RFID, Credit Card, EMV, QR Code, ISO 15118 (optional) | Yes - both
47QMCA22A0006 | DISTRICT FLEET, LLC | BTC Power | Yes - Comes with Chargie Software | L2P-30-240-16-001 | N/A | AC Level 2 Pedestal 30A Single | AC Level 2 Pedestal 30A Single | EA | 3594.16 | 3522.2768 | 0.02 | Additional 2% for 10+ Units | 42 | CONUS/OCONUS | Commercial | 7.2 | 240/208 VAC, 30A Load | 99%+ | Yes | 1 | SAE J1772 | 25 | RFID, Mobile App, and QR | Yes | Standard | Yes | N/A | No | Pedestal | ETL Certified; Complies with UL 2594, UL 2231-1, UL 2231-2, and NEC Article 625, EMC: FCC Part 15 Class A | 2-year manufacturers warranty, parts only, begins on date of installation or 60-days from the ship date from the factory, whichever occurs first. | RFID, Credit Card, EMV, QR Code, ISO 15118 (optional) | Yes - both
47QMCA22A0006 | DISTRICT FLEET, LLC | BTC Power | Yes - Comes with Chargie Software | L2P-30-240-16-002 | N/A | AC Level 2 Pedestal 30A Single | AC Level 2 Pedestal 30A Single | EA | 3594.16 | 3522.2768 | 0.02 | Additional 2% for 10+ Units | 42 | CONUS/OCONUS | Commercial | 7.2 | 240/208 VAC, 30A Load | 99%+ | Yes | 1 | SAE J1772 | 25 | Credit Card, Mobile App, QR Code | Yes | Standard | Yes | N/A | No | Pedestal | ETL Certified; Complies with UL 2594, UL 2231-1, UL 2231-2, and NEC Article 625, EMC: FCC Part 15 Class A | 2-year manufacturers warranty, parts only, begins on date of installation or 60-days from the ship date from the factory, whichever occurs first. | Credit Card-EMV | Yes - both
47QMCA22A0006 | DISTRICT FLEET, LLC | BTC Power | Yes - Comes with Chargie Software | L2P-30-240-16-005 | N/A | AC Level 2 Pedestal 30A Single | AC Level 2 Pedestal 30A Single w/RFID & Credit Card | EA | 4522.32 | 4431.8736 | 0.02 | Additional 2% for 10+ Units | 42 | CONUS/OCONUS | Commercial | 7.2 | 240/208 VAC, 30A Load | 99%+ | Yes | 1 | SAE J1772 | 25 | Credit Card, RFID, Mobile App, and QR | Yes | Standard | Yes | N/A | No | Pedestal | ETL Certified; Complies with UL 2594, UL 2231-1, UL 2231-2, and NEC Article 625, EMC: FCC Part 15 Class A | 2-year manufacturers warranty, parts only, begins on date of installation or 60-days from the ship date from the factory, whichever occurs first. | RFID, Credit Card | Yes - both
47QMCA22A0006 | DISTRICT FLEET, LLC | BTC Power | Yes - Comes with Chargie Software | L2P-30-240-15-003 | N/A | AC Level 2 Pedestal 30A Dual | AC Level 2 Pedestal 30A Dual w/ Credit Card | EA | 4828.41 | 4731.8418 | 0.02 | Additional 2% for 10+ Units | 42 | CONUS/OCONUS | Commercial | 7.2 | 240/208 VAC, 30A Load | 99%+ | Yes | 2 | SAE J1772 | 25 | Credit Card, RFID, Mobile App, and QR | Yes | Standard | Yes | N/A | No | Pedestal | ETL Certified; Complies with UL 2594, UL 2231-1, UL 2231-2, and NEC Article 625, EMC: FCC Part 15 Class A | 2-year manufacturers warranty, parts only, begins on date of installation or 60-days from the ship date from the factory, whichever occurs first. | Credit Card-EMV | Yes - both
47QMCA22A0006 | DISTRICT FLEET, LLC | BTC Power | Yes - Comes with Chargie Software | L2P-40-240-15-002 | N/A | AC Level 2 Pedestal 40A Dual | AC Level 2 Pedestal 40A Dual w/ Credit Card | EA | 5075.26 | 4973.7548 | 0.02 | Additional 2% for 10+ Units | 42 | CONUS/OCONUS | Commercial | 9.6 | 240/208 VAC, 40A Load | 99%+ | Yes | 2 | SAE J1772 | 25 | Credit Card, Mobile App, QR Code | Yes | Standard | Yes | N/A | No | Pedestal | ETL Certified; Complies with UL 2594, UL 2231-1, UL 2231-2, and NEC Article 625, EMC: FCC Part 15 Class A | 2-year manufacturers warranty, parts only, begins on date of installation or 60-days from the ship date from the factory, whichever occurs first. | Credit Card-EMV | Yes - both
47QMCA22A0006 | DISTRICT FLEET, LLC | BTC Power | No - EV Connect software is undergoing FedRAMP review and will not be available for ordering through the BPAs until this process is complete and the platform this product operates on receives an ATO designation or it has been determined does not require one. Purchase this product today through GSA Advantage, but agencies will need to evaluate each product at the agency level to ensure it meets all agency-specific privacy, IT, and cyber supply chain requirements. | EVC-CaaS-BTC-30P | N/A | EV CaaS - BTC Power 30A Pedestal - 60 Month Turnkey | EV Connect (CaaS) Charging-as-a-Service subscription per station: Turnkey plan includes site plan and evaluation, hardware (BTC Power - L2P-30-240-15-005), 30A, Dual Pedestal Mount (Networked) with EMV Credit Card Reader, RFID, Retractor, station setup and commissioning, software (Optimize charging management plan), pricing controls, load management, robust data reporting and EV Connect Shield; a comprehensive operations and maintenance plan. 60-Month Term | Mo | 259.69 | 254.4962 | 0.02 | N/A | 42 | CONUS/OCONUS | Commercial | 7.2 | 240/208 VAC, 30A Load | 99%+ | Yes | 2 | SAE J1772 | 25 | Credit Card, RFID, Mobile App, and QR | Yes | Standard | Yes | N/A | No | Pedestal | ETL Certified; Complies with UL 2594, UL 2231-1, UL 2231-2, and NEC Article 625, EMC: FCC Part 15 Class A | 5 YR Parts and Labor | RFID, Credit Card-EMV, Mobile App | Yes - both
47QMCA22A0006 | DISTRICT FLEET, LLC | BTC Power | No - EV Connect software is undergoing FedRAMP review and will not be available for ordering through the BPAs until this process is complete and the platform this product operates on receives an ATO designation or it has been determined does not require one. Purchase this product today through GSA Advantage, but agencies will need to evaluate each product at the agency level to ensure it meets all agency-specific privacy, IT, and cyber supply chain requirements. | EVC-CaaS-BTC-40P | N/A | EV CaaS - BTC Power 40A Pedestal - 60 Month Turnkey | EV Connect (CaaS) Charging-as-a-Service subscription per station: Turnkey plan includes site plan and evaluation, hardware (BTC Power - L2P-40-240-15-005), 40A, Dual Pedestal Mount (Networked) with EMV Credit Card Reader, RFID, Retractor, station setup and commissioning, software (Optimize charging management plan), pricing controls, load management, robust data reporting and EV Connect Shield; a comprehensive operations and maintenance plan. 60-Month Term | Mo | 269.56 | 264.1688 | 0.02 | N/A | 42 | CONUS/OCONUS | Commercial | 9.6 | 240/208 VAC, 40A Load | 99%+ | Yes | 2 | SAE J1772 | 25 | Credit Card, Mobile App, QR Code | Yes | Standard | Yes | N/A | No | Pedestal | ETL Certified; Complies with UL 2594, UL 2231-1, UL 2231-2, and NEC Article 625, EMC: FCC Part 15 Class A | 5 YR Parts and Labor | RFID, Credit Card-EMV, Mobile App | Yes - both
47QMCA22A0006 | DISTRICT FLEET, LLC | BTC Power | No - EV Connect software is undergoing FedRAMP review and will not be available for ordering through the BPAs until this process is complete and the platform this product operates on receives an ATO designation or it has been determined does not require one. Purchase this product today through GSA Advantage, but agencies will need to evaluate each product at the agency level to ensure it meets all agency-specific privacy, IT, and cyber supply chain requirements. | EVC-CaaS-BTC-40W | N/A | EV CaaS - BTC Power 40A Wall - 60 Month Turnkey | EV Connect (CaaS) Charging-as-a-Service subscription per station: Turnkey plan includes site plan and evaluation, hardware (BTC Power - L2W-40-240-15-001), 40A, Single Wall Mount (Networked) with EMV Credit Card Reader, RFID, Retractor, station setup and commissioning, software (Optimize charging management plan), pricing controls, load management, robust data reporting and EV Connect Shield; a comprehensive operations and maintenance plan. 60-Month Term | Mo | 108.61 | 106.4378 | 0.02 | N/A | 42 | CONUS/OCONUS | Commercial | 9.6 | 240/208 VAC, 40A Load | 99%+ | Yes | 1 | SAE J1772 | 25 | Credit Card, Mobile App, QR Code | Yes | Standard | Yes | N/A | No | Wall | ETL Certified; Complies with UL 2594, UL 2231-1, UL 2231-2, and NEC Article 625, EMC: FCC Part 15 Class A | 5 YR Parts and Labor | RFID, Credit Card-EMV, Mobile App | Yes - both
47QMCA22A0006 | DISTRICT FLEET, LLC | EvoCharge | No - EV Connect software is undergoing FedRAMP review and will not be available for ordering through the BPAs until this process is complete and the platform this product operates on receives an ATO designation or it has been determined does not require one. Purchase this product today through GSA Advantage, but agencies will need to evaluate each product at the agency level to ensure it meets all agency-specific privacy, IT, and cyber supply chain requirements. | EVC-CaaS-EvoPlus | N/A | EV CaaS - EvoCharge iEVSE Plus - 60 Month | EV Connect Charging as a Service charge per station: EvoCharge EVC3AC0A1E1B2. 4' Dual-Port Pedestal Mount Charging Station with 18' Cable (WiFi, 4G-LTE cellular, RFID). 60-Month Term | Mo | 213.28 | 209.0144 | 0.02 | Additional 2% for 10+ Units | 30 | CONUS/OCONUS | Commercial | 7.68 | 32A | 0.99 | Y | 2 | SAE J1772 | 18 | RFID or Mobile App/QR Code via NSP | Yes | Standard | Yes | N/A | No | Pedestal | ADA/OSHA compliant; UL/cUL Listed; SAE J1772, UL 2594, UL 355, UL 2231, UL 2251, UL 60730, CSA | 5 YR Parts and Labor | RFID, App via Network Service Provider | Yes - both
47QMCA22A0006 | DISTRICT FLEET, LLC | PowerCharge | No - EV Connect software is undergoing FedRAMP review and will not be available for ordering through the BPAs until this process is complete and the platform this product operates on receives an ATO designation or it has been determined does not require one. Purchase this product today through GSA Advantage, but agencies will need to evaluate each product at the agency level to ensure it meets all agency-specific privacy, IT, and cyber supply chain requirements. | EV CaaS - PowerCharge Energy Platinum - 60 Month | N/A | EV CaaS - PowerCharge Energy Platinum - 60 Month | EV Connect Charging as a Service charge per station: PowerCharge E20DPP-CR. Energy Platinum, 32a, Dual Pedestal Mount (Networked) with Retractor. 60-Month Term | Mo | 213.28 | 209.0144 | 0.02 | Additional 2% for 10+ Units | 30 | CONUS/OCONUS | Commercial | 3.8kW/5.8kW/7.6kW | 32A | 99%+ | Yes | 2 | SAE J1772 | 18 | RFID, Mobile App, and QR Code | Yes | Standard | Yes | N/A | No | Pedestal | UL 50/991/1449/1998/2231/2594 FCC Part 15B; FCC Part 15.225 (RFID 13.56MHz); FCC Part 15.247 (WLAN 2.4GHz); FCC Part 27 (AT&T) or FCC Part 27 (Verizon) ADA Compliant | 5 YR Parts and Labor | RFID, App | Yes - both
47QMCA22A0006 | DISTRICT FLEET, LLC | PowerCharge | No - EV Connect software is undergoing FedRAMP review and will not be available for ordering through the BPAs until this process is complete and the platform this product operates on receives an ATO designation or it has been determined does not require one. Purchase this product today through GSA Advantage, but agencies will need to evaluate each product at the agency level to ensure it meets all agency-specific privacy, IT, and cyber supply chain requirements. | EV CaaS - PowerCharge Pro- Lightning - 60 Month | N/A | EV CaaS - PowerCharge Pro-Lightning - 60 Month | EV Connect Charging as a Service charge per station: PowerCharge PL20DPP-CR. Pro-Lightning, 32a, Dual Pedestal Mount (Networked) with Retractor. 60-Month Term | Mo | 238.95 | 234.171 | 0.02 | Additional 2% for 10+ Units | 30 | CONUS/OCONUS | Commercial | 3.8kW/5.8kW/7.6kW | 32A | 99%+ | Yes | 2 | SAE J1772 | 18 | RFID, Mobile App, and QR Code | Yes | Standard | Yes | N/A | No | Pedestal | UL 50/991/1449/1998/2231/2594; FCC Part 15B; FCC Part 15.225 (RFID 13.56MHz); FCC Part 15.247 (WLAN 2.4GHz); FCC Part 27 (AT&T) or; FCC Part 27 (Verizon); Energy Star (#E354962);UL 354962; ADA Compliant | 5 YR Parts and Labor | RFID, App | Yes - both
47QMCA22A0006 | DISTRICT FLEET, LLC | PowerCharge | No - EV Connect software is undergoing FedRAMP review and will not be available for ordering through the BPAs until this process is complete and the platform this product operates on receives an ATO designation or it has been determined does not require one. Purchase this product today through GSA Advantage, but agencies will need to evaluate each product at the agency level to ensure it meets all agency-specific privacy, IT, and cyber supply chain requirements. | EVC-CaaS-Pow-80-DP-CR |  | EV CaaS - PowerCharge 80A Dual Pedestal - 60 Month Turnkey | EV Connect (CaaS) Charging-as-a-Service subscription per station: Package includes lease of hardware (PowerCharge PC-E80-44-EVC) 80A, Dual Pedestal Mount (Networked) with Retractor, as well as Services including: site plan and evaluation, hardware station setup and commissioning, software (Optimize charging management plan), pricing controls, load management, robust data reporting, Fleet Management Module, and EV Connect Shield; a comprehensive operations and maintenance plan. 60-Month Term | Mo | 469.02 | 459.6396 | 0.02 | N/A | 30 | CONUS/OCONUS | Commercial | 19.2 kW | 80A | 99%+ | Yes | 2 | SAE J1772 | 18 | RFID, Mobile App, and QR Code | Yes | Standard | Yes | N/A | No | Pedestal | UL 50/991/1449/1998/2231/2594 FCC Part 15B; FCC Part 15.225 (RFID 13.56MHz); FCC Part 15.247 (WLAN 2.4GHz); FCC Part 27 (AT&T) or FCC Part 27 (Verizon) ADA Compliant | 5 YR Parts and Labor | RFID, App | Yes - both
47QMCA22A0006 | DISTRICT FLEET, LLC | Evocharge | Yes - Comes with Chargie Software | EVC3AC4B1A1B4 | N/A | EvoCharge - Level 2 - iEVSE Plus - Dual Port - Pedestal - 32A/7.7KW - Retractor - 25ft | EvoCharge® Charging Stations with Retractor and Pedestal Dual, SAE J1772, AC Level 2, 32A, 7.7 kW, Cable Management System: Retractor™ – spring loaded tether, suspends cable. Connector and holsters included, J1772 Cordset: standard length: 25 ft., NEMA 4, Outdoor and Indoor Rated, High-strength Anodized Aluminum Pedestal: Standard Pedestal Height: 8 ft. (to allow Retractor to suspend cable from ground), UL/cUL Listed, Includes standard 3 year warranty (Parts Only), 3 year accessory warranty | EA | 6542.55 | 6411.699 | 0.02 | N/A | 30 | CONUS/OCONUS | Commercial | 7.68 | 32A | 0.99 | Y | 2 | SAE J1772 | 25 | RFID or Mobile App/QR Code via NSP | Yes | Standard | Yes | N/A | No | Pedestal | ADA/OSHA compliant; UL/cUL Listed; SAE J1772, UL 2594, UL 355, UL 2231, UL 2251, UL 60730, CSA | 3 year standard warranty on charging station and accessories. Full warranty terms & conditions: https://evocharge.com/warranty/ | RFID, App via Network Service Provider | Yes - both
47QMCA22A0006 | DISTRICT FLEET, LLC | Evocharge | Yes - Comes with Chargie Software | EVC3AC4B1E1B2 | N/A | EvoCharge - Level 2 - iEVSE Plus - Dual Port - Pedestal - 32A/7.7KW - Cable Management - 25ft | EvoCharge® Charging Stations with Pedestal Mount Dual SAE J1772, AC Level 2, 32A, 7.7 kW, Cable Management System: Connector & holster included, J1772 Cordset: standard length: 25 ft., NEMA 4, Outdoor and Indoor Rated, High-strength Anodized Aluminum Pedestal: Standard, Pedestal Height: 4 ft., UL/cUL Listed | EA | 4925.67 | 4827.1566 | 0.02 | N/A | 30 | CONUS/OCONUS | Commercial | 7.68 | 32A | 0.99 | Y | 2 | SAE J1772 | 25 | RFID or Mobile App/QR Code via NSP | Yes | Standard | Yes | N/A | No | Pedestal | ADA/OSHA compliant; UL/cUL Listed; SAE J1772, UL 2594, UL 355, UL 2231, UL 2251, UL 60730, CSA | 3 year standard warranty on charging station and accessories. Full warranty terms & conditions: https://evocharge.com/warranty/ | RFID, App via Network Service Provider | Yes - both
47QMCA22A0006 | DISTRICT FLEET, LLC | Evocharge | Yes - Comes with Chargie Software | EVC3AC0B1A1A1 | N/A | iEVSE Plus | EvoCharge Wall Mount Charging Station with Retractor and 25' Cable (WiFi, 4G-LTE cellular, RFID) | EA | 2129.2 | 2086.616 | 0.02 | Additional 2% for 10+ Units | 30 | CONUS/OCONUS | Commercial | 7.68 | 32A | 0.99 | Y | 1 | SAE J1772 | 25 | RFID or Mobile App/QR Code via NSP | Yes | Standard | Yes | N/A | No | Wall Mount | ADA/OSHA compliant; UL/cUL Listed; SAE J1772, UL 2594, UL 355, UL 2231, UL 2251, UL 60730, CSA | 3 year standard warranty on charging station and accessories. Full warranty terms & conditions: https://evocharge.com/warranty/ | RFID, App via Network Service Provider | Yes - both
47QMCA22A0006 | DISTRICT FLEET, LLC | Evocharge | Yes - Comes with Chargie Software | EVC3AC0A1A1A3 | N/A | iEVSE Plus | EvoCharge 6' Pedestal Mount Charging Station with Retractor and 18' Cable (WiFi, 4G-LTE cellular, RFID) | EA | 3366.07 | 3298.7486 | 0.02 | Additional 2% for 10+ Units | 30 | CONUS/OCONUS | Commercial | 7.68 | 32A | 0.99 | Y | 1 | SAE J1772 | 18 | RFID or Mobile App/QR Code via NSP | Yes | Standard | Yes | N/A | No | Pedestal | ADA/OSHA compliant; UL/cUL Listed; SAE J1772, UL 2594, UL 355, UL 2231, UL 2251, UL 60730, CSA | 3 year standard warranty on charging station and accessories. Full warranty terms & conditions: https://evocharge.com/warranty/ | RFID, App via Network Service Provider | Yes - both
47QMCA22A0006 | DISTRICT FLEET, LLC | Evocharge | Yes - Comes with Chargie Software | EVC3AC0A1A1B3 | N/A | iEVSE Plus | EvoCharge 6' Dual Pedestal Mount Charging Station with Retractor and 18' Cable (WiFi) | EA | 5661.78 | 5548.5444 | 0.02 | Additional 2% for 10+ Units | 30 | CONUS/OCONUS | Commercial | 7.68 | 32A | 0.99 | Y | 2 | SAE J1772 | 18 | RFID or Mobile App/QR Code via NSP | Yes | Standard | Yes | N/A | No | Wall Mount | ADA/OSHA compliant; UL/cUL Listed; SAE J1772, UL 2594, UL 355, UL 2231, UL 2251, UL 60730, CSA | 3 year standard warranty on charging station and accessories. Full warranty terms & conditions: https://evocharge.com/warranty/ | RFID, App via Network Service Provider | Yes - both
47QMCA22A0006 | DISTRICT FLEET, LLC | Evocharge | Yes - Comes with Chargie Software | EVC3AC0B1A1A1-EW | N/A | iEVSE Plus | EvoCharge Wall Mount Charging Station with Retractor and 25' Cable (WiFi, 4G-LTE cellular, RFID), 5 yr warranty | EA | 2843.53 | 2786.6594 | 0.02 | Additional 2% for 10+ Units | 30 | CONUS/OCONUS | Commercial | 7.68 | 32A | 0.99 | Y | 1 | SAE J1772 | 25 | RFID or Mobile App/QR Code via NSP | Yes | Standard | Yes | N/A | No | Wall Mount | ADA/OSHA compliant; UL/cUL Listed; SAE J1772, UL 2594, UL 355, UL 2231, UL 2251, UL 60730, CSA | 3 year standard warranty on charging station and accessories. Full warranty terms & conditions: https://evocharge.com/warranty/ | RFID, App via Network Service Provider | Yes - both
47QMCA22A0006 | DISTRICT FLEET, LLC | Evocharge | Yes - Comes with Chargie Software | EVC3AC0A1A1A3-EW | N/A | iEVSE Plus | EvoCharge 6' Pedestal Mount Charging Station with Retractor and 18' Cable (WiFi, 4G-LTE cellular, RFID), 5 yr warranty | EA | 3984.97 | 3905.2706 | 0.02 | Additional 2% for 10+ Units | 30 | CONUS/OCONUS | Commercial | 7.68 | 32A | 0.99 | Y | 1 | SAE J1772 | 18 | RFID or Mobile App/QR Code via NSP | Yes | Standard | Yes | N/A | No | Pedestal | ADA/OSHA compliant; UL/cUL Listed; SAE J1772, UL 2594, UL 355, UL 2231, UL 2251, UL 60730, CSA | 3 year standard warranty on charging station and accessories. Full warranty terms & conditions: https://evocharge.com/warranty/ | RFID, App via Network Service Provider | Yes - both
47QMCA22A0006 | DISTRICT FLEET, LLC | Evocharge | Yes - Comes with Chargie Software | EVC3AC0A1A1B3-EW | N/A | iEVSE Plus | EvoCharge 6' Dual Pedestal Mount Charging Station with Retractor and 18' Cable (WiFi), 5 yr warranty | EA | 6715.14 | 6580.8372 | 0.02 | Additional 2% for 10+ Units | 30 | CONUS/OCONUS | Commercial | 7.68 | 32A | 0.99 | Y | 2 | SAE J1772 | 18 | RFID or Mobile App/QR Code via NSP | Yes | Standard | Yes | N/A | No | Pedestal | ADA/OSHA compliant; UL/cUL Listed; SAE J1772, UL 2594, UL 355, UL 2231, UL 2251, UL 60730, CSA | 3 year standard warranty on charging station and accessories. Full warranty terms & conditions: https://evocharge.com/warranty/ | RFID, App via Network Service Provider | Yes - both
47QMCA22A0006 | DISTRICT FLEET, LLC | PowerCharge | Yes - Comes with Chargie Software | PC-E32-09 | N/A | PowerCharge Platinum (non-networked)32A Dual Pedestal | PowerCharge Platinum Charging Station, Pedestal mount - Dual Port, 208/240v, 32a (7.6kW), 18', J1772, OCPP 1.6, RFID Access Control, Includes standard 3 year warranty (Parts Only) | EA | 2863.48 | 2806.2104 | 0.02 | N/A | 30 | CONUS/OCONUS | Commercial | 3.8kW/5.8kW/7.6kW | Adjustable: 16A/24A/32A ; 208/240VAC, Single Phase | 99%+ | Yes | 2 | SAE J1772 | 18 | RFID | Yes | Standard | Yes | N/A | No | Pedestal | UL 50/991/1449/1998/2231/2594 FCC Part 15B; FCC Part 15.225 (RFID 13.56MHz); FCC Part 15.247 (WLAN 2.4GHz); FCC Part 27 (AT&T) or FCC Part 27 (Verizon) ADA Compliant | 3 Year (Parts) -Standard, hardware exchange program | RFID, App | Yes - both
47QMCA22A0006 | DISTRICT FLEET, LLC | PowerCharge | Yes - Comes with Chargie Software | PC-E32-33 | N/A | PowerCharge Platinum (non-networked)32A Dual Pedestal with Cable Retractor | PowerCharge Platinum Charging Station, Pedestal mount - Dual Port, 208/240v, 32a (7.6kW), 18', J1772, OCPP 1.6, Includes Cable Retractors, RFID Access Control, Includes standard 3 year warranty (Parts Only) | EA | 3505.29 | 3435.1842 | 0.02 | N/A | 30 | CONUS/OCONUS | Commercial | 3.8kW/5.8kW/7.6kW | Adjustable: 16A/24A/32A ; 208/240VAC, Single Phase | 99%+ | Yes | 2 | SAE J1772 | 18 | RFID | Yes | Standard | Yes | N/A | No | Pedestal | UL 50/991/1449/1998/2231/2594 FCC Part 15B; FCC Part 15.225 (RFID 13.56MHz); FCC Part 15.247 (WLAN 2.4GHz); FCC Part 27 (AT&T) or FCC Part 27 (Verizon) ADA Compliant | 3 Year (Parts) -Standard, hardware exchange program | RFID, App | Yes - both
47QMCA22A0006 | DISTRICT FLEET, LLC | PowerCharge | Yes - Comes with Chargie Software | E20SWP | N/A | PC-Energy | Energy Platinum, 32a, Single Wall Mount (Networked) | EA | 1420.88 | 1392.4624 | 0.02 | Additional 2% for 10+ Units | 30 | CONUS/OCONUS | Commercial | 3.8kW/5.8kW/7.6kW | Adjustable: 16A/24A/32A ; 208/240VAC, Single Phase | 99%+ | Yes | 1 | SAE J1772 | 18 | RFID | Yes | Standard | Yes | N/A | No | Wall Mount | UL 50/991/1449/1998/2231/2594 FCC Part 15B; FCC Part 15.225 (RFID 13.56MHz); FCC Part 15.247 (WLAN 2.4GHz); FCC Part 27 (AT&T) or FCC Part 27 (Verizon) ADA Compliant | 3 Year (Parts) -Standard, hardware exchange program | RFID, App | Yes - both
47QMCA22A0006 | DISTRICT FLEET, LLC | PowerCharge | Yes - Comes with Chargie Software | E20SWP-CR | N/A | PC-Energy | Energy Platinum, 32a, Single Wall Mount (Networked) with Retractor | EA | 1736.85 | 1702.113 | 0.02 | Additional 2% for 10+ Units | 30 | CONUS/OCONUS | Commercial | 3.8kW/5.8kW/7.6kW | Adjustable: 16A/24A/32A ; 208/240VAC, Single Phase | 99%+ | Yes | 1 | SAE J1772 | 18 | RFID | Yes | Standard | Yes | N/A | No | Wall Mount | UL 50/991/1449/1998/2231/2594 FCC Part 15B; FCC Part 15.225 (RFID 13.56MHz); FCC Part 15.247 (WLAN 2.4GHz); FCC Part 27 (AT&T) or FCC Part 27 (Verizon) ADA Compliant | 3 Year (Parts) -Standard, hardware exchange program | RFID, App | Yes - both
47QMCA22A0006 | DISTRICT FLEET, LLC | PowerCharge | Yes - Comes with Chargie Software | E20DWP | N/A | PC-Energy | Energy Platinum, 32a, Dual Wall Mount (Networked) | EA | 2941.48 | 2882.6504 | 0.02 | Additional 2% for 10+ Units | 30 | CONUS/OCONUS | Commercial | 3.8kW/5.8kW/7.6kW | Adjustable: 16A/24A/32A ; 208/240VAC, Single Phase | 99%+ | Yes | 2 | SAE J1772 | 18 | RFID | Yes | Standard | Yes | N/A | No | Wall Mount | UL 50/991/1449/1998/2231/2594 FCC Part 15B; FCC Part 15.225 (RFID 13.56MHz); FCC Part 15.247 (WLAN 2.4GHz); FCC Part 27 (AT&T) or FCC Part 27 (Verizon) ADA Compliant | 3 Year (Parts) -Standard, hardware exchange program | RFID, App | Yes - both
47QMCA22A0006 | DISTRICT FLEET, LLC | PowerCharge | Yes - Comes with Chargie Software | E20DWP-CR | N/A | PC-Energy | Energy Platinum, 32a, Dual Wall Mount (Networked) with Retractor | EA | 3454.93 | 3385.8314 | 0.02 | Additional 2% for 10+ Units | 30 | CONUS/OCONUS | Commercial | 3.8kW/5.8kW/7.6kW | Adjustable: 16A/24A/32A ; 208/240VAC, Single Phase | 99%+ | Yes | 2 | SAE J1772 | 18 | RFID | Yes | Standard | Yes | N/A | No | Wall Mount | UL 50/991/1449/1998/2231/2594 FCC Part 15B; FCC Part 15.225 (RFID 13.56MHz); FCC Part 15.247 (WLAN 2.4GHz); FCC Part 27 (AT&T) or FCC Part 27 (Verizon) ADA Compliant | 3 Year (Parts) -Standard, hardware exchange program | RFID, App | Yes - both
47QMCA22A0006 | DISTRICT FLEET, LLC | PowerCharge | Yes - Comes with Chargie Software | E20SPP | N/A | PC-Energy | Energy Platinum, 32a, Single Pedestal Mount (Networked) | EA | 2072.56 | 2031.1088 | 0.02 | Additional 2% for 10+ Units | 30 | CONUS/OCONUS | Commercial | 3.8kW/5.8kW/7.6kW | Adjustable: 16A/24A/32A ; 208/240VAC, Single Phase | 99%+ | Yes | 1 | SAE J1772 | 18 | RFID | Yes | Standard | Yes | N/A | No | Pedestal | UL 50/991/1449/1998/2231/2594 FCC Part 15B; FCC Part 15.225 (RFID 13.56MHz); FCC Part 15.247 (WLAN 2.4GHz); FCC Part 27 (AT&T) or FCC Part 27 (Verizon) ADA Compliant | 3 Year (Parts) -Standard, hardware exchange program | RFID, App | Yes - both
47QMCA22A0006 | DISTRICT FLEET, LLC | PowerCharge | Yes - Comes with Chargie Software | E20SPP-CR | N/A | PC-Energy | Energy Platinum, 32a, Single Pedestal Mount (Networked) with Retractor | EA | 2511.96 | 2461.7208 | 0.02 | Additional 2% for 10+ Units | 30 | CONUS/OCONUS | Commercial | 3.8kW/5.8kW/7.6kW | Adjustable: 16A/24A/32A ; 208/240VAC, Single Phase | 99%+ | Yes | 1 | SAE J1772 | 18 | RFID | Yes | Standard | Yes | N/A | No | Pedestal | UL 50/991/1449/1998/2231/2594 FCC Part 15B; FCC Part 15.225 (RFID 13.56MHz); FCC Part 15.247 (WLAN 2.4GHz); FCC Part 27 (AT&T) or FCC Part 27 (Verizon) ADA Compliant | 3 Year (Parts) -Standard, hardware exchange program | RFID, App | Yes - both
47QMCA22A0006 | DISTRICT FLEET, LLC | PowerCharge | Yes - Comes with Chargie Software | E20DPP | N/A | PC-Energy | Energy Platinum, 32a, Dual Pedestal Mount (Networked) | EA | 3494.43 | 3424.5414 | 0.02 | Additional 2% for 10+ Units | 30 | CONUS/OCONUS | Commercial | 3.8kW/5.8kW/7.6kW | Adjustable: 16A/24A/32A ; 208/240VAC, Single Phase | 99%+ | Yes | 2 | SAE J1772 | 18 | RFID | Yes | Standard | Yes | N/A | No | Pedestal | UL 50/991/1449/1998/2231/2594 FCC Part 15B; FCC Part 15.225 (RFID 13.56MHz); FCC Part 15.247 (WLAN 2.4GHz); FCC Part 27 (AT&T) or FCC Part 27 (Verizon) ADA Compliant | 3 Year (Parts) -Standard, hardware exchange program | RFID, App | Yes - both
47QMCA22A0006 | DISTRICT FLEET, LLC | PowerCharge | Yes - Comes with Chargie Software | E20DPP-CR | N/A | PC-Energy | Energy Platinum, 32a, Dual Pedestal Mount (Networked) with Retractor | EA | 4131.3 | 4048.674 | 0.02 | Additional 2% for 10+ Units | 30 | CONUS/OCONUS | Commercial | 3.8kW/5.8kW/7.6kW | Adjustable: 16A/24A/32A ; 208/240VAC, Single Phase | 99%+ | Yes | 2 | SAE J1772 | 18 | RFID | Yes | Standard | Yes | N/A | No | Pedestal | UL 50/991/1449/1998/2231/2594 FCC Part 15B; FCC Part 15.225 (RFID 13.56MHz); FCC Part 15.247 (WLAN 2.4GHz); FCC Part 27 (AT&T) or FCC Part 27 (Verizon) ADA Compliant | 3 Year (Parts) -Standard, hardware exchange program | RFID, App | Yes - both
47QMCA22A0006 | DISTRICT FLEET, LLC | PowerCharge | Yes - Comes with Chargie Software | PL20DPP | N/A | PC-Energy | Pro-Lightning, 32a Dual Pedestal Mount (Networked) | EA | 4713.87 | 4619.5926 | 0.02 | Additional 2% for 10+ Units | 30 | CONUS/OCONUS | Commercial | 3.8kW/5.8kW/7.6kW | Adjustable: 16A/24A/32A ; 208/240VAC, Single Phase | 99%+ | Yes | 2 | SAE J1772 | 18 | RFID | Yes | Standard | Yes | N/A | No | Pedestal | UL 50/991/1449/1998/2231/2594; FCC Part 15B; FCC Part 15.225 (RFID 13.56MHz); FCC Part 15.247 (WLAN 2.4GHz); FCC Part 27 (AT&T) or; FCC Part 27 (Verizon); Energy Star (#E354962);UL 354962; ADA Compliant | 3 Year (Parts) -Standard, hardware exchange program | RFID, App | Yes - both
47QMCA22A0006 | DISTRICT FLEET, LLC | PowerCharge | Yes - Comes with Chargie Software | PL20DPP-CR | N/A | PC-Energy | Pro-Lightning, 32a, Dual Pedestal Mount (Networked) with Retractor | EA | 5493.92 | 5384.0416 | 0.02 | Additional 2% for 10+ Units | 30 | CONUS/OCONUS | Commercial | 3.8kW/5.8kW/7.6kW | Adjustable: 16A/24A/32A ; 208/240VAC, Single Phase | 99%+ | Yes | 2 | SAE J1772 | 18 | RFID | Yes | Standard | Yes | N/A | No | Pedestal | UL 50/991/1449/1998/2231/2594; FCC Part 15B; FCC Part 15.225 (RFID 13.56MHz); FCC Part 15.247 (WLAN 2.4GHz); FCC Part 27 (AT&T) or; FCC Part 27 (Verizon); Energy Star (#E354962);UL 354962; ADA Compliant | 3 Year (Parts) -Standard, hardware exchange program | RFID, App | Yes - both
47QMCA22A0006 | DISTRICT FLEET, LLC | PowerCharge | Yes - Comes with Chargie Software | E35SWP | N/A | PC-Energy | Energy Platinum 40 amp Single Wall Mount (Networked) | EA | 1623.29 | 1590.8242 | 0.02 | Additional 2% for 10+ Units | 30 | CONUS/OCONUS | Commercial | 3.8kW/5.8kW/7.6kW/ 96. kW | 208-240 VAC, 40 A | 99%+ | Yes | 1 | SAE J1772 | 18 | RFID | Yes | Standard | Yes | N/A | No | Wall Mount | UL 50/991/1449/1998/2231/2594; FCC Part 15B; FCC Part 15.225 (RFID 13.56MHz); FCC Part 15.247 (WLAN 2.4GHz); FCC Part 27 (AT&T) or; FCC Part 27 (Verizon); Energy Star (#E354962);UL 354962; ADA Compliant | 3 Year (Parts) -Standard, hardware exchange program | RFID, App | Yes - both
47QMCA22A0006 | DISTRICT FLEET, LLC | PowerCharge | Yes - Comes with Chargie Software | E35SWP-CR | N/A | PC-Energy | Energy Platinum 40 amp Single Wall Mount (Networked) with Retractor | EA | 1944.2 | 1905.316 | 0.02 | Additional 2% for 10+ Units | 30 | CONUS/OCONUS | Commercial | 3.8kW/5.8kW/7.6kW/ 96. kW | 208-240 VAC, 40 A | 99%+ | Yes | 1 | SAE J1772 | 18 | RFID | Yes | Standard | Yes | N/A | No | Wall Mount | UL 50/991/1449/1998/2231/2594; FCC Part 15B; FCC Part 15.225 (RFID 13.56MHz); FCC Part 15.247 (WLAN 2.4GHz); FCC Part 27 (AT&T) or; FCC Part 27 (Verizon); Energy Star (#E354962);UL 354962; ADA Compliant | 3 Year (Parts) -Standard, hardware exchange program | RFID, App | Yes - both
47QMCA22A0006 | DISTRICT FLEET, LLC | PowerCharge | Yes - Comes with Chargie Software | E35DWP | N/A | PC-Energy | 40 amp Dual Wall Mount (Networked) | EA | 3346.32 | 3279.3936 | 0.02 | Additional 2% for 10+ Units | 30 | CONUS/OCONUS | Commercial | 3.8kW/5.8kW/7.6kW/ 96. kW | 208-240 VAC, 40 A | 99%+ | Yes | 2 | SAE J1772 | 18 | RFID | Yes | Standard | Yes | N/A | No | Wall Mount | UL 50/991/1449/1998/2231/2594; FCC Part 15B; FCC Part 15.225 (RFID 13.56MHz); FCC Part 15.247 (WLAN 2.4GHz); FCC Part 27 (AT&T) or; FCC Part 27 (Verizon); Energy Star (#E354962);UL 354962; ADA Compliant | 3 Year (Parts) -Standard, hardware exchange program | RFID, App | Yes - both
47QMCA22A0006 | DISTRICT FLEET, LLC | PowerCharge | Yes - Comes with Chargie Software | E35DWP-CR | N/A | PC-Energy | 40 amp Dual Wall Mount (Networked) with Retractor | EA | 3859.77 | 3782.5746 | 0.02 | Additional 2% for 10+ Units | 30 | CONUS/OCONUS | Commercial | 3.8kW/5.8kW/7.6kW/ 96. kW | 208-240 VAC, 40 A | 99%+ | Yes | 2 | SAE J1772 | 18 | RFID | Yes | Standard | Yes | N/A | No | Wall Mount | UL 50/991/1449/1998/2231/2594; FCC Part 15B; FCC Part 15.225 (RFID 13.56MHz); FCC Part 15.247 (WLAN 2.4GHz); FCC Part 27 (AT&T) or; FCC Part 27 (Verizon); Energy Star (#E354962);UL 354962; ADA Compliant | 3 Year (Parts) -Standard, hardware exchange program | RFID, App | Yes - both
47QMCA22A0006 | DISTRICT FLEET, LLC | PowerCharge | Yes - Comes with Chargie Software | E35SPP | N/A | PC-Energy | 40 amp Single Pedestal Mount (Networked) | EA | 2274.98 | 2229.4804 | 0.02 | Additional 2% for 10+ Units | 30 | CONUS/OCONUS | Commercial | 3.8kW/5.8kW/7.6kW/ 96. kW | 208-240 VAC, 40 A | 99%+ | Yes | 1 | SAE J1772 | 18 | RFID | Yes | Standard | Yes | N/A | No | Pedestal | UL 50/991/1449/1998/2231/2594; FCC Part 15B; FCC Part 15.225 (RFID 13.56MHz); FCC Part 15.247 (WLAN 2.4GHz); FCC Part 27 (AT&T) or; FCC Part 27 (Verizon); Energy Star (#E354962);UL 354962; ADA Compliant | 3 Year (Parts) -Standard, hardware exchange program | RFID, App | Yes - both
47QMCA22A0006 | DISTRICT FLEET, LLC | PowerCharge | Yes - Comes with Chargie Software | E35SPP-CR | N/A | PC-Energy | 40 amp Single Pedestal Mount (Networked) with Retractor | EA | 2714.38 | 2660.0924 | 0.02 | Additional 2% for 10+ Units | 30 | CONUS/OCONUS | Commercial | 3.8kW/5.8kW/7.6kW/ 96. kW | 208-240 VAC, 40 A | 99%+ | Yes | 1 | SAE J1772 | 18 | RFID | Yes | Standard | Yes | N/A | No | Pedestal | UL 50/991/1449/1998/2231/2594; FCC Part 15B; FCC Part 15.225 (RFID 13.56MHz); FCC Part 15.247 (WLAN 2.4GHz); FCC Part 27 (AT&T) or; FCC Part 27 (Verizon); Energy Star (#E354962);UL 354962; ADA Compliant | 3 Year (Parts) -Standard, hardware exchange program | RFID, App | Yes - both
47QMCA22A0006 | DISTRICT FLEET, LLC | PowerCharge | Yes - Comes with Chargie Software | E35DPP | N/A | PC-Energy | 40 amp Dual Pedestal Mount (Networked) | EA | 3899.26 | 3821.2748 | 0.02 | Additional 2% for 10+ Units | 30 | CONUS/OCONUS | Commercial | 3.8kW/5.8kW/7.6kW/ 96. kW | 208-240 VAC, 40 A | 99%+ | Yes | 2 | SAE J1772 | 18 | RFID | Yes | Standard | Yes | N/A | No | Pedestal | UL 50/991/1449/1998/2231/2594; FCC Part 15B; FCC Part 15.225 (RFID 13.56MHz); FCC Part 15.247 (WLAN 2.4GHz); FCC Part 27 (AT&T) or; FCC Part 27 (Verizon); Energy Star (#E354962);UL 354962; ADA Compliant | 3 Year (Parts) -Standard, hardware exchange program | RFID, App | Yes - both
47QMCA22A0006 | DISTRICT FLEET, LLC | PowerCharge | Yes - Comes with Chargie Software | E35DPP-CR | N/A | PC-Energy | 40 amp Dual Pedestal Mount (Networked) with Retractor | EA | 4536.14 | 4445.4172 | 0.02 | Additional 2% for 10+ Units | 30 | CONUS/OCONUS | Commercial | 3.8kW/5.8kW/7.6kW/ 96. kW | 208-240 VAC, 40 A | 99%+ | Yes | 2 | SAE J1772 | 18 | RFID | Yes | Standard | Yes | N/A | No | Pedestal | UL 50/991/1449/1998/2231/2594; FCC Part 15B; FCC Part 15.225 (RFID 13.56MHz); FCC Part 15.247 (WLAN 2.4GHz); FCC Part 27 (AT&T) or; FCC Part 27 (Verizon); Energy Star (#E354962);UL 354962; ADA Compliant | 3 Year (Parts) -Standard, hardware exchange program | RFID, App | Yes - both
47QMCA22A0006 | DISTRICT FLEET, LLC | PowerCharge | Yes - Comes with Chargie Software | PL35DPP | N/A | PC-Energy | Pro-Lightning 40 amp Dual Pedestal Mount (Networked) | EA | 5118.71 | 5016.3358 | 0.02 | Additional 2% for 10+ Units | 30 | CONUS/OCONUS | Commercial | 3.8kW/5.8kW/7.6kW/ 96. kW | 208-240 VAC, 40 A | 99%+ | Yes | 2 | SAE J1772 | 18 | RFID | Yes | Standard | Yes | N/A | No | Pedestal | UL 50/991/1449/1998/2231/2594; FCC Part 15B; FCC Part 15.225 (RFID 13.56MHz); FCC Part 15.247 (WLAN 2.4GHz); FCC Part 27 (AT&T) or; FCC Part 27 (Verizon); Energy Star (#E354962);UL 354962; ADA Compliant | 3 Year (Parts) -Standard, hardware exchange program | RFID, App | Yes - both
47QMCA22A0006 | DISTRICT FLEET, LLC | PowerCharge | Yes - Comes with Chargie Software | PL35DPP-CR | N/A | PC-Energy | Pro-Lightning 40 amp Dual Pedestal Mount (Networked) with Retractor | EA | 5898.76 | 5780.7848 | 0.02 | Additional 2% for 10+ Units | 30 | CONUS/OCONUS | Commercial | 3.8kW/5.8kW/7.6kW/ 96. kW | 208-240 VAC, 40 A | 99%+ | Yes | 2 | SAE J1772 | 18 | RFID | Yes | Standard | Yes | N/A | No | Pedestal | UL 50/991/1449/1998/2231/2594; FCC Part 15B; FCC Part 15.225 (RFID 13.56MHz); FCC Part 15.247 (WLAN 2.4GHz); FCC Part 27 (AT&T) or; FCC Part 27 (Verizon); Energy Star (#E354962);UL 354962; ADA Compliant | 3 Year (Parts) -Standard, hardware exchange program | RFID, App | Yes - both
47QMCA22A0006 | DISTRICT FLEET, LLC | PowerCharge | Yes - Comes with Chargie Software | E80SWP | N/A | PC-Energy | Energy Platinum 80a EV Charger, Single-Port, Wall Mount, Networked | EA | 3209.07 | 3144.8886 | 0.02 | Additional 2% for 10+ Units | 30 | CONUS/OCONUS | Commercial | Adjustable 3.8kW/5.8kW/7.6kW/ 9.6kW/19.2 kW | 208-240 VAC, 80 A | 99%+ | Pending | 1 | SAE J1773 | 25 | RFID | Yes | Standard | Yes | N/A | No | Wall Mount | UL 50/991/1449/1998/2231/2594; FCC Part 15B; FCC Part 15.225 (RFID 13.56MHz); FCC Part 15.247 (WLAN 2.4GHz); FCC Part 27 (AT&T) or; FCC Part 27 (Verizon); Energy Star (#E354962);UL 354962; ADA Compliant | 3 Year (Parts) -Standard, hardware exchange program | RFID, App | Yes - both
47QMCA22A0006 | DISTRICT FLEET, LLC | PowerCharge | Yes - Comes with Chargie Software | E80SWP-CR | N/A | PC-Energy | Energy Platinum 80a EV Charger, Single-Port, Wall Mount, Networked, Cable Retractor | EA | 3525.04 | 3454.5392 | 0.02 | Additional 2% for 10+ Units | 30 | CONUS/OCONUS | Commercial | Adjustable 3.8kW/5.8kW/7.6kW/ 9.6kW/19.2 kW | 208-240 VAC, 80 A | 99%+ | Pending | 1 | SAE J1774 | 25 | RFID | Yes | Standard | Yes | N/A | No | Wall Mount | UL 50/991/1449/1998/2231/2594; FCC Part 15B; FCC Part 15.225 (RFID 13.56MHz); FCC Part 15.247 (WLAN 2.4GHz); FCC Part 27 (AT&T) or; FCC Part 27 (Verizon); Energy Star (#E354962);UL 354962; ADA Compliant | 3 Year (Parts) -Standard, hardware exchange program | RFID, App | Yes - both
47QMCA22A0006 | DISTRICT FLEET, LLC | PowerCharge | Yes - Comes with Chargie Software | E80SPP | N/A | PC-Energy | Energy Platinum 80a EV Charger, Single-Port, Pedestal, Networked | EA | 3865.69 | 3788.3762 | 0.02 | Additional 2% for 10+ Units | 30 | CONUS/OCONUS | Commercial | Adjustable 3.8kW/5.8kW/7.6kW/ 9.6kW/19.2 kW | 208-240 VAC, 80 A | 99%+ | Pending | 1 | SAE J1775 | 25 | RFID | Yes | Standard | Yes | N/A | No | Pedestal | UL 50/991/1449/1998/2231/2594; FCC Part 15B; FCC Part 15.225 (RFID 13.56MHz); FCC Part 15.247 (WLAN 2.4GHz); FCC Part 27 (AT&T) or; FCC Part 27 (Verizon); Energy Star (#E354962);UL 354962; ADA Compliant | 3 Year (Parts) -Standard, hardware exchange program | RFID, App | Yes - both
47QMCA22A0006 | DISTRICT FLEET, LLC | PowerCharge | Yes - Comes with Chargie Software | E80SPP-CR | N/A | PC-Energy | Energy Platinum 80a EV Charger, Single-Port, Pedestal, Networked, Cable Retractor | EA | 4314.96 | 4228.6608 | 0.02 | Additional 2% for 10+ Units | 30 | CONUS/OCONUS | Commercial | Adjustable 3.8kW/5.8kW/7.6kW/ 9.6kW/19.2 kW | 208-240 VAC, 80 A | 99%+ | Pending | 1 | SAE J1776 | 25 | RFID | Yes | Standard | Yes | N/A | No | Pedestal | UL 50/991/1449/1998/2231/2594; FCC Part 15B; FCC Part 15.225 (RFID 13.56MHz); FCC Part 15.247 (WLAN 2.4GHz); FCC Part 27 (AT&T) or; FCC Part 27 (Verizon); Energy Star (#E354962);UL 354962; ADA Compliant | 3 Year (Parts) -Standard, hardware exchange program | RFID, App | Yes - both
47QMCA22A0006 | DISTRICT FLEET, LLC | PowerCharge | Yes - Comes with Chargie Software | E80DPP | N/A | PC-Energy | Energy Platinum 80a EV Charger, Dual-Port, Pedestal, Networked | EA | 7079.7 | 6938.106 | 0.02 | Additional 2% for 10+ Units | 30 | CONUS/OCONUS | Commercial | Adjustable 3.8kW/5.8kW/7.6kW/ 9.6kW/19.2 kW | 208-240 VAC, 80 A | 99%+ | Pending | 2 | SAE J1777 | 25 | RFID | Yes | Standard | Yes | N/A | No | Pedestal | UL 50/991/1449/1998/2231/2594; FCC Part 15B; FCC Part 15.225 (RFID 13.56MHz); FCC Part 15.247 (WLAN 2.4GHz); FCC Part 27 (AT&T) or; FCC Part 27 (Verizon); Energy Star (#E354962);UL 354962; ADA Compliant | 3 Year (Parts) -Standard, hardware exchange program | RFID, App | Yes - both
47QMCA22A0006 | DISTRICT FLEET, LLC | PowerCharge | Yes - Comes with Chargie Software | E80DPP-CR | N/A | PC-Energy | Energy Platinum 80a EV Charger, Dual-Port, Pedestal, Networked, Cable Retractors | EA | 7726.45 | 7571.921 | 0.02 | Additional 2% for 10+ Units | 30 | CONUS/OCONUS | Commercial | Adjustable 3.8kW/5.8kW/7.6kW/ 9.6kW/19.2 kW | 208-240 VAC, 80 A | 99%+ | Pending | 2 | SAE J1778 | 25 | RFID | Yes | Standard | Yes | N/A | No | Pedestal | UL 50/991/1449/1998/2231/2594; FCC Part 15B; FCC Part 15.225 (RFID 13.56MHz); FCC Part 15.247 (WLAN 2.4GHz); FCC Part 27 (AT&T) or; FCC Part 27 (Verizon); Energy Star (#E354962);UL 354962; ADA Compliant | 3 Year (Parts) -Standard, hardware exchange program | RFID, App | Yes - both
47QMCA22A0006 | DISTRICT FLEET, LLC | Enphase | Yes - Comes with Chargie Software | EVSE-NA-1012-0130-X000 | N/A | Mobile Charger | 120VAC, 12A Charging, Portable EVSE with NEMA 5-15 input plug and 25’ output J1772 cable | EA | 390.03 | 382.2294 | 0.02 | N/A | 30 | CONUS/OCONUS | Commercial | 1.4kW | 110-120 VAC | 0.99 | Yes | 0.01 | J1772 | 25 | Open | No | N/A | No | Non-Networked | No | Wall with Single or Dual Pedestal Option | UL 2594, UL 2251, UL 2231-1, UL 2231-2, UL 1998, UL 991 C22.2 No. 280-13, CSA C22.2 No. 282, CSA C22.2 No. 281.1, CSA C22.2 No. 281.2, CSA C22.2 No. 0.8 NMX-J-677-ANCE-2016, NMX-J-678-ANCE-2017, NMX-J-668-1-ANCE, NMX-J-668-2-ANCE, NOM-001-SCFI-2018, NMX-I-60950-1-NYCE-2015, NOM-024-SCFI-2013, NOM-208-SCFI-201 | 5 Years | No | No
47QMCA22A0006 | DISTRICT FLEET, LLC | Enphase | Yes - Comes with Chargie Software | HCS-40R-C17-L25-170 | N/A | HCS-40R | 32A charging, 240VAC, 10AWG service, 25' 10AWG ruggedized J1772 connector, Hardwired (Non-Networked) | EA | 722.78 | 708.3244 | 0.02 | N/A | 30 | CONUS/OCONUS | Commercial | 7.6kW | 208-240 VAC, 40A | 99%+ | Yes | 1 | SAE J1777 | 25 | Open | No | N/A | No | Non-Networked | No | Wall with Single or Dual Pedestal Option | UL 2594, UL 2251, UL 2231-1, UL 2231-2, UL 1998, UL 991 C22.2 No. 280-13, CSA C22.2 No. 282, CSA C22.2 No. 281.1, CSA C22.2 No. 281.2, CSA C22.2 No. 0.8 NMX-J-677-ANCE-2016, NMX-J-678-ANCE-2017, NMX-J-668-1-ANCE, NMX-J-668-2-ANCE, NOM-001-SCFI-2018, NMX-I-60950-1-NYCE-2015, NOM-024-SCFI-2013, NOM-208-SCFI-201 | 5 Years | No | No
47QMCA22A0006 | DISTRICT FLEET, LLC | Enphase | Yes - Comes with Chargie Software | HCS-40R-C17-L25-A087-170 | N/A | HCS-40R with ChargeGuard keyed access control | 32A charging, 240VAC, 10AWG service, 25' 10AWG ruggedized J1772 connector, with access control via physical key (907), Hardwired (Non-Networked) | EA | 807.7 | 791.546 | 0.02 | N/A | 30 | CONUS/OCONUS | Commercial | 7.6kW | 208-240 VAC, 40A | 99%+ | Yes | 1 | SAE J1777 | 25 | Open | No | N/A | No | Non-Networked | No | Wall with Single or Dual Pedestal Option | UL 2594, UL 2251, UL 2231-1, UL 2231-2, UL 1998, UL 991 C22.2 No. 280-13, CSA C22.2 No. 282, CSA C22.2 No. 281.1, CSA C22.2 No. 281.2, CSA C22.2 No. 0.8 NMX-J-677-ANCE-2016, NMX-J-678-ANCE-2017, NMX-J-668-1-ANCE, NMX-J-668-2-ANCE, NOM-001-SCFI-2018, NMX-I-60950-1-NYCE-2015, NOM-024-SCFI-2013, NOM-208-SCFI-201 | 5 Years | No | No
47QMCA22A0006 | DISTRICT FLEET, LLC | Enphase | Yes - Comes with Chargie Software | HCS-40R-C17-L25-A141-170 | N/A | HCS-40R with COSMOS load control and digital access control interface. | 32A/24A/16A/08A charging, 240VAC, 10AWG service, 25' 10AWG ruggedized J1772 connector, with load management interface & digital access control (COSMOS 15-wire conduit), Hardwired (Non-Networked) | EA | 1007.15 | 987.007 | 0.02 | N/A | 30 | CONUS/OCONUS | Commercial | 7.6kW | 208-240 VAC, 40A | 99%+ | Yes | 1 | SAE J1777 | 25 | Open | No | N/A | No | Non-Networked | No | Wall with Single or Dual Pedestal Option | UL 2594, UL 2251, UL 2231-1, UL 2231-2, UL 1998, UL 991 C22.2 No. 280-13, CSA C22.2 No. 282, CSA C22.2 No. 281.1, CSA C22.2 No. 281.2, CSA C22.2 No. 0.8 NMX-J-677-ANCE-2016, NMX-J-678-ANCE-2017, NMX-J-668-1-ANCE, NMX-J-668-2-ANCE, NOM-001-SCFI-2018, NMX-I-60950-1-NYCE-2015, NOM-024-SCFI-2013, NOM-208-SCFI-201 | 5 Years | No | No
47QMCA22A0006 | DISTRICT FLEET, LLC | Enphase | Yes - Comes with Chargie Software | HCS-D40R-C17-L25-121 | N/A | HCS-D40R (dual station) | 32A or 2x16A charging, 240VAC, 2x25' 10AWG ruggedized J1772 connector, 08AWG conduit, dual output, hardwired (Non-Networked) | EA | 1682.54 | 1648.8892 | 0.02 | N/A | 30 | CONUS/OCONUS | Commercial | 7.6kW | 208-240 VAC, 40A | 99%+ | Yes | 1 | SAE J1777 | 25 | Open | No | N/A | No | Non-Networked | No | Wall with Single or Dual Pedestal Option | UL 2594, UL 2251, UL 2231-1, UL 2231-2, UL 1998, UL 991 C22.2 No. 280-13, CSA C22.2 No. 282, CSA C22.2 No. 281.1, CSA C22.2 No. 281.2, CSA C22.2 No. 0.8 NMX-J-677-ANCE-2016, NMX-J-678-ANCE-2017, NMX-J-668-1-ANCE, NMX-J-668-2-ANCE, NOM-001-SCFI-2018, NMX-I-60950-1-NYCE-2015, NOM-024-SCFI-2013, NOM-208-SCFI-201 | 5 Years | No | No
47QMCA22A0006 | DISTRICT FLEET, LLC | Enphase | Yes - Comes with Chargie Software | HCS-50R-C29-L25-280 | N/A | HCS-50R | 40A charging, 240VAC, 8AWG service, 25' 10AWG ruggedized J1772 connector, Hardwired (Non-Networked) | EA | 824.48 | 807.9904 | 0.02 | N/A | 30 | CONUS/OCONUS | Commercial | 9.6kW | 208-240 VAC, 50A | 99%+ | Yes | 1 | SAE J1777 | 25 | Open | No | N/A | No | Non-Networked | No | Wall with Single or Dual Pedestal Option | UL 2594, UL 2251, UL 2231-1, UL 2231-2, UL 1998, UL 991 C22.2 No. 280-13, CSA C22.2 No. 282, CSA C22.2 No. 281.1, CSA C22.2 No. 281.2, CSA C22.2 No. 0.8 NMX-J-677-ANCE-2016, NMX-J-678-ANCE-2017, NMX-J-668-1-ANCE, NMX-J-668-2-ANCE, NOM-001-SCFI-2018, NMX-I-60950-1-NYCE-2015, NOM-024-SCFI-2013, NOM-208-SCFI-201 | 5 Years | No | No
47QMCA22A0006 | DISTRICT FLEET, LLC | Enphase | Yes - Comes with Chargie Software | HCS-50R-C29-L25-A141-280 | N/A | HCS-50R with COSMOS load control and digital access control interface. | 40A/30A/20A/10A charging, 240VAC, 8AWG service, 25' 10AWG ruggedized J1772 connector, with load management interface & digital access control (COSMOS 15-wire conduit), Hardwired (Non-Networked) | EA | 1108.86 | 1086.6828 | 0.02 | N/A | 30 | CONUS/OCONUS | Commercial | 7.6kW% | 208-240 VAC, 50A | 99%+ | Yes | 1 | SAE J1777 | 25 | Open | No | N/A | No | Non-Networked | No | Wall with Single or Dual Pedestal Option | UL 2594, UL 2251, UL 2231-1, UL 2231-2, UL 1998, UL 991 C22.2 No. 280-13, CSA C22.2 No. 282, CSA C22.2 No. 281.1, CSA C22.2 No. 281.2, CSA C22.2 No. 0.8 NMX-J-677-ANCE-2016, NMX-J-678-ANCE-2017, NMX-J-668-1-ANCE, NMX-J-668-2-ANCE, NOM-001-SCFI-2018, NMX-I-60950-1-NYCE-2015, NOM-024-SCFI-2013, NOM-208-SCFI-201 | 5 Years | No | No
47QMCA22A0006 | DISTRICT FLEET, LLC | Enphase | Yes - Comes with Chargie Software | HCS-D50R-C29-L25-268 | N/A | HCS-D50R (dual station) | 40A or 2x20A charging, 240VAC, 2x25' 10AWG ruggedized J1772 connector, 08AWG conduit, dual output, Hardwired (Non-Networked) | EA | 1823.74 | 1787.2652 | 0.02 | N/A | 30 | CONUS/OCONUS | Commercial | 7.6kW | 208-240 VAC, 50A | 99%+ | Yes | 1 | SAE J1777 | 25 | Open | No | N/A | No | Non-Networked | No | Wall with Single or Dual Pedestal Option | UL 2594, UL 2251, UL 2231-1, UL 2231-2, UL 1998, UL 991 C22.2 No. 280-13, CSA C22.2 No. 282, CSA C22.2 No. 281.1, CSA C22.2 No. 281.2, CSA C22.2 No. 0.8 NMX-J-677-ANCE-2016, NMX-J-678-ANCE-2017, NMX-J-668-1-ANCE, NMX-J-668-2-ANCE, NOM-001-SCFI-2018, NMX-I-60950-1-NYCE-2015, NOM-024-SCFI-2013, NOM-208-SCFI-201 | 5 Years | No | No
47QMCA22A0006 | DISTRICT FLEET, LLC | Enphase | Yes - Comes with Chargie Software | HCS-60R-C22-L25-179 | N/A | HCS-60R | 48A charging, 240VAC, 8AWG service, 25' 6AWG ruggedized J1772 connector, Hardwired (Non-Networked) | EA | 1085.16 | 1063.4568 | 0.02 | N/A | 30 | CONUS/OCONUS | Commercial | 9.6kW | 208-240 VAC, 60A | 99%+ | Yes | 1 | SAE J1777 | 25 | Open | No | N/A | No | Non-Networked | No | Wall with Single or Dual Pedestal Option | UL 2594, UL 2251, UL 2231-1, UL 2231-2, UL 1998, UL 991 C22.2 No. 280-13, CSA C22.2 No. 282, CSA C22.2 No. 281.1, CSA C22.2 No. 281.2, CSA C22.2 No. 0.8 NMX-J-677-ANCE-2016, NMX-J-678-ANCE-2017, NMX-J-668-1-ANCE, NMX-J-668-2-ANCE, NOM-001-SCFI-2018, NMX-I-60950-1-NYCE-2015, NOM-024-SCFI-2013, NOM-208-SCFI-201 | 5 Years | No | No
47QMCA22A0006 | DISTRICT FLEET, LLC | Enphase | Yes - Non-Network Solution | HCS-60R-C22-L25-A087-179 | N/A | HCS-60R with ChargeGuard keyed access control | 48A charging, 240VAC, 10AWG service, 25' 10AWG ruggedized J1772 connector, with access control via physical key, Hardwired (Non-Networked) | EA | 1170.08 | 1146.6784 | 0.02 | N/A | 30 | CONUS/OCONUS | Commercial | 11.52kW | 208-240 VAC, 60A | 99%+ | Yes | 1 | SAE J1777 | 25 | Open | No | N/A | No | Non-Networked | No | Wall with Single or Dual Pedestal Option | UL 2594, UL 2251, UL 2231-1, UL 2231-2, UL 1998, UL 991 C22.2 No. 280-13, CSA C22.2 No. 282, CSA C22.2 No. 281.1, CSA C22.2 No. 281.2, CSA C22.2 No. 0.8 NMX-J-677-ANCE-2016, NMX-J-678-ANCE-2017, NMX-J-668-1-ANCE, NMX-J-668-2-ANCE, NOM-001-SCFI-2018, NMX-I-60950-1-NYCE-2015, NOM-024-SCFI-2013, NOM-208-SCFI-201 | 5 Years | No | No
47QMCA22A0006 | DISTRICT FLEET, LLC | Enphase | Yes - Non-Network Solution | HCS-60R-C22-L25-A141-179 | N/A | HCS-60R with COSMOS load control and digital access control interface. | 48A/36A/24A/12A charging, 240VAC, 8AWG service, 25' 6AWG ruggedized J1772 connector, with load management interface & digital access control (COSMOS 15-wire conduit ), Hardwired | EA | 1369.53 | 1342.1394 | 0.02 | N/A | 30 | CONUS/OCONUS | Commercial | 11.52kW | 208-240 VAC, 60A | 99%+ | Yes | 1 | SAE J1777 | 25 | Open | No | N/A | No | Non-Networked | No | Wall with Single or Dual Pedestal Option | UL 2594, UL 2251, UL 2231-1, UL 2231-2, UL 1998, UL 991 C22.2 No. 280-13, CSA C22.2 No. 282, CSA C22.2 No. 281.1, CSA C22.2 No. 281.2, CSA C22.2 No. 0.8 NMX-J-677-ANCE-2016, NMX-J-678-ANCE-2017, NMX-J-668-1-ANCE, NMX-J-668-2-ANCE, NOM-001-SCFI-2018, NMX-I-60950-1-NYCE-2015, NOM-024-SCFI-2013, NOM-208-SCFI-201 | 5 Years | No | No
47QMCA22A0006 | DISTRICT FLEET, LLC | Enphase | Yes - Non-Network Solution | HCS-80R-C22-L25-180 | N/A | HCS-80R | 64A charging, 240VAC, 8AWG service, 25' 6AWG ruggedized J1772 connector, Hardwired (Non-Networked) | EA | 1161.19 | 1137.9662 | 0.02 | N/A | 30 | CONUS/OCONUS | Commercial | 15.36kW | 208-240 VAC, 80A | 99%+ | Yes | 1 | SAE J1777 | 25 | Open | No | N/A | No | Non-Networked | No | Wall with Single or Dual Pedestal Option | UL 2594, UL 2251, UL 2231-1, UL 2231-2, UL 1998, UL 991 C22.2 No. 280-13, CSA C22.2 No. 282, CSA C22.2 No. 281.1, CSA C22.2 No. 281.2, CSA C22.2 No. 0.8 NMX-J-677-ANCE-2016, NMX-J-678-ANCE-2017, NMX-J-668-1-ANCE, NMX-J-668-2-ANCE, NOM-001-SCFI-2018, NMX-I-60950-1-NYCE-2015, NOM-024-SCFI-2013, NOM-208-SCFI-201 | 5 Years | No | No
47QMCA22A0006 | DISTRICT FLEET, LLC | Enphase | Yes - Non-Network Solution | HCS-80R-C22-L25-A087-180 | N/A | HCS-80R with ChargeGuard keyed access control | 64A charging, 240VAC, 10AWG service, 25' 10AWG ruggedized J1772 connector, with access control via physical key, Hardwired (Non-Networked) | EA | 1360.64 | 1333.4272 | 0.02 | N/A | 30 | CONUS/OCONUS | Commercial | 15.36kW | 208-240 VAC, 80A | 99%+ | Yes | 1 | SAE J1777 | 25 | Open | No | N/A | No | Non-Networked | No | Wall with Single or Dual Pedestal Option | UL 2594, UL 2251, UL 2231-1, UL 2231-2, UL 1998, UL 991 C22.2 No. 280-13, CSA C22.2 No. 282, CSA C22.2 No. 281.1, CSA C22.2 No. 281.2, CSA C22.2 No. 0.8 NMX-J-677-ANCE-2016, NMX-J-678-ANCE-2017, NMX-J-668-1-ANCE, NMX-J-668-2-ANCE, NOM-001-SCFI-2018, NMX-I-60950-1-NYCE-2015, NOM-024-SCFI-2013, NOM-208-SCFI-201 | 5 Years | No | No
47QMCA22A0006 | DISTRICT FLEET, LLC | Enphase | Yes - Non-Network Solution | HCS-80R-C22-L25-A141-180 | N/A | HCS-80R with COSMOS load control and digital access control interface. | 64A/48A/32A/16A charging, 240VAC, 8AWG service, 25' 6AWG ruggedized J1772 connector, with load management interface & digital access control (COSMOS 15-wire conduit), Hardwired (Non-Networked) | EA | 1445.56 | 1416.6488 | 0.02 | N/A | 30 | CONUS/OCONUS | Commercial | 15.36kW | 208-240 VAC, 80A | 99%+ | Yes | 1 | SAE J1777 | 25 | Open | No | N/A | No | Non-Networked | No | Wall with Single or Dual Pedestal Option | UL 2594, UL 2251, UL 2231-1, UL 2231-2, UL 1998, UL 991 C22.2 No. 280-13, CSA C22.2 No. 282, CSA C22.2 No. 281.1, CSA C22.2 No. 281.2, CSA C22.2 No. 0.8 NMX-J-677-ANCE-2016, NMX-J-678-ANCE-2017, NMX-J-668-1-ANCE, NMX-J-668-2-ANCE, NOM-001-SCFI-2018, NMX-I-60950-1-NYCE-2015, NOM-024-SCFI-2013, NOM-208-SCFI-201 | 5 Years | No | No
47QMCA22A0006 | DISTRICT FLEET, LLC | ChargePoint | Yes - comes with ChargePoint Software | CT4011-GW1 | N/A | CT4011-GW1 | Single Output, Gateway, Bollard Unit - 208/240V @30A with Cord Management | EA | 6344.08 | 5895.2148 | 0.02 | N/A | 60 DAYS | CONUS/OCONUS | Commercial | 7.2kW | 30A | N/A | Yes | 1 | SAE J1772 | 18 | RFID, Mobile App, Contactless Credit Card | yes | Standard | Yes |  | No | Pedestal | UL listed and cUL certified; complies with UL 2594, UL 2231-1, UL 2231-2, and NEC Article 625 | one year standard parts only warranty; additional years of coverage are available under our Assure Program: https://www.chargepoint.com/products/service | Contactless Credit Card, RFID, Tap to Pay with Mobile app, call center, roaming | Yes
47QMCA22A0006 | DISTRICT FLEET, LLC | ChargePoint | Yes - comes with ChargePoint Software | CT4013-GW1 | N/A | CT4013-GW1 | Single Output, Gateway, Wall Mount Unit - 208/240V @30A with Cord Management | EA | 6344.08 | 5895.2148 | 0.02 | N/A | 60 DAYS | CONUS/OCONUS | Commercial | 7.2kW | 30A | N/A | Yes | 1 | SAE J1772 | 18 | RFID, Mobile App, Contactless Credit Card | yes | Standard | Yes |  | No | Wall | UL listed and cUL certified; complies with UL 2594, UL 2231-1, UL 2231-2, and NEC Article 626 | one year standard parts only warranty; additional years of coverage are available under our Assure Program: https://www.chargepoint.com/products/service | Contactless Credit Card, RFID, Tap to Pay with Mobile app, call center, roaming | Yes
47QMCA22A0006 | DISTRICT FLEET, LLC | ChargePoint | Yes - comes with ChargePoint Software | CT4021-GW1 | N/A | CT4021-GW1 | Dual Output, Gateway, Bollard Unit - 208/240V @30A with Cord Management | EA | 8980.45 | 8485.0505 | 0.02 | N/A | 60 DAYS | CONUS/OCONUS | Commercial | 7.2kW | 30A | N/A | Yes | 2 | SAE J1772 | 18 | RFID, Mobile App, Contactless Credit Card | yes | Standard | Yes |  | No | Pedestal | UL listed and cUL certified; complies with UL 2594, UL 2231-1, UL 2231-2, and NEC Article 627 | one year standard parts only warranty; additional years of coverage are available under our Assure Program: https://www.chargepoint.com/products/service | Contactless Credit Card, RFID, Tap to Pay with Mobile app, call center, roaming | Yes
47QMCA22A0006 | DISTRICT FLEET, LLC | ChargePoint | Yes - comes with ChargePoint Software | CT4023-GW1 | N/A | CT4023-GW1 | Dual Output, Gateway, Wall Mount Unit - 208/240V @30A with Cord Management | EA | 9158.19 | 8485.0505 | 0.02 | N/A | 60 DAYS | CONUS/OCONUS | Commercial | 7.2kW | 30A | N/A | Yes | 2 | SAE J1772 | 18 | RFID, Mobile App, Contactless Credit Card | yes | Standard | Yes |  | No | Wall | UL listed and cUL certified; complies with UL 2594, UL 2231-1, UL 2231-2, and NEC Article 628 | one year standard parts only warranty; additional years of coverage are available under our Assure Program: https://www.chargepoint.com/products/service | Contactless Credit Card, RFID, Tap to Pay with Mobile app, call center, roaming | Yes
47QMCA22A0006 | DISTRICT FLEET, LLC | ChargePoint | Yes - comes with ChargePoint Software | CT4025-GW1 | N/A | CT4025-GW1 | Dual Output, Gateway, Bollard Unit - 208/240V @30A with Cord Management, 23' Cords, 8' CMK | EA | 10441.81 | 9662.2468 | 0.02 | N/A | 60 DAYS | CONUS/OCONUS | Commercial | 7.2kW | 30A | N/A | Yes | 2 | SAE J1772 | 23 | RFID, Mobile App, Contactless Credit Card | yes | Standard | Yes |  | No | Pedestal | UL listed and cUL certified; complies with UL 2594, UL 2231-1, UL 2231-2, and NEC Article 629 | one year standard parts only warranty; additional years of coverage are available under our Assure Program: https://www.chargepoint.com/products/service | Contactless Credit Card, RFID, Tap to Pay with Mobile app, call center, roaming | Yes
47QMCA22A0006 | DISTRICT FLEET, LLC | ChargePoint | Yes - comes with ChargePoint Software | CT4027-GW1 | N/A | CT4027-GW1 | Dual Output Gateway, Wall Mount Unit - 208/240V @30A with Cord Management, 23' Cords, 8' CMK | EA | 9967.86 | 9662.2468 | 0.02 | N/A | 60 DAYS | CONUS/OCONUS | Commercial | 7.2kW | 30A | N/A | Yes | 2 | SAE J1772 | 23 | RFID, Mobile App, Contactless Credit Card | yes | Standard | Yes |  | No | Wall | UL listed and cUL certified; complies with UL 2594, UL 2231-1, UL 2231-2, and NEC Article 630 | one year standard parts only warranty; additional years of coverage are available under our Assure Program: https://www.chargepoint.com/products/service | Contactless Credit Card, RFID, Tap to Pay with Mobile app, call center, roaming | Yes
47QMCA22A0006 | DISTRICT FLEET, LLC | ChargePoint | Yes - comes with ChargePoint Software | CP6023X-80A-L7 | N/A | ChargePoint CP6000 | CP6023, NA, AC Station, 2 x Type 1 Cable, 80A, 1-Phase, 23' Cable, 8' Cable Management Kit, Wall Mount, RFID Reader, Cellular/Wi- Fi, UL, Power Share Jumper, 1YR Parts Warranty. | EA | 10713.35 | 10499.083 | 0.02 | N/A | 60 DAYS | CONUS/OCONUS | Commercial | 19.2 | 80A | N/A | Yes | 1 | SAE J1772 | 23 | RFID, Mobile App | yes | Standard | Yes |  | No | Wall | UL and C-UL listed; complies with UL2594, UL2231-1, UL 2231-2. NEC Article 625 compliant. For Canada CSA C22.2, No. 280, 281.1, 281.2, CED UL and C-UL listed per UL916 Energy Management Equipment | one year standard parts only warranty; additional years of coverage are available under our Assure Program: https://www.chargepoint.com/products/service | RFID, Tap to Pay with Mobile app, call center, roaming | Yes
47QMCA22A0006 | DISTRICT FLEET, LLC | ChargePoint | Yes - comes with ChargePoint Software | CP6013X-80A-L7 | N/A | ChargePoint CP6000 | CP6013, NA, AC Station, 1 x Type 1 Cable, 80A, 1-Phase, 23' Cable, 8' Cable Management Kit, Wall Mount, RFID Reader, Cellular/Wi- Fi, UL, Power Share Jumper, 1YR Parts Warranty. | EA | 6857.53 | 6720.3794 | 0.02 | N/A | 60 DAYS | CONUS/OCONUS | Commercial | 19.2 | 80A | N/A | Yes | 1 | SAE J1772 | 23 | RFID, Mobile App | yes | Standard | Yes |  | No | Wall | UL and C-UL listed; complies with UL2594, UL2231-1, UL 2231-2. NEC Article 625 compliant. For Canada CSA C22.2, No. 280, 281.1, 281.2, CED UL and C-UL listed per UL916 Energy Management Equipment | one year standard parts only warranty; additional years of coverage are available under our Assure Program: https://www.chargepoint.com/products/service | RFID, Tap to Pay with Mobile app, call center, roaming | Yes
47QMCA22A0006 | DISTRICT FLEET, LLC | ChargePoint | Yes - comes with ChargePoint Software | CP6021X-80A-L7 | N/A | ChargePoint CP6000 | CP6021, NA, AC Station, 2 x Type 1 Cable, 80A, 1-Phase, 23' Cable, 8' Cable Management Kit, Pedestal Mount, RFID Reader, Cellular/Wi-Fi, UL, Power Share Jumper, 1YR Parts Warranty. | EA | 10713.35 | 10499.083 | 0.02 | N/A | 60 DAYS | CONUS/OCONUS | Commercial | 19.2 | 80A | N/A | Yes | 2 | SAE J1772 | 23 | RFID, Mobile App | yes | Standard | Yes |  | No | Pedestal | UL and C-UL listed; complies with UL2594, UL2231-1, UL 2231-2. NEC Article 625 compliant. For Canada CSA C22.2, No. 280, 281.1, 281.2, CED UL and C-UL listed per UL916 Energy Management Equipment | one year standard parts only warranty; additional years of coverage are available under our Assure Program: https://www.chargepoint.com/products/service | RFID, Tap to Pay with Mobile app, call center, roaming | Yes
47QMCA22A0006 | DISTRICT FLEET, LLC | ChargePoint | Yes - comes with ChargePoint Software | CP6011X-80A-L7 | N/A | ChargePoint CP6000 | CP6011, NA, AC Station, 1 x Type 1 Cable, 80A, 1-Phase, 23' Cable, 8' Cable Management Kit, Pedestal Mount, RFID Reader, Cellular/Wi-Fi, UL, Power Share Jumper, 1YR Parts Warranty. | EA | 6857.53 | 6720.3794 | 0.02 | N/A | 60 DAYS | CONUS/OCONUS | Commercial | 19.2 | 80A | N/A | Yes | 2 | SAE J1772 | 23 | RFID, Mobile App | yes | Standard | Yes |  | No | Pedestal | UL and C-UL listed; complies with UL2594, UL2231-1, UL 2231-2. NEC Article 625 compliant. For Canada CSA C22.2, No. 280, 281.1, 281.2, CED UL and C-UL listed per UL916 Energy Management Equipment | one year standard parts only warranty; additional years of coverage are available under our Assure Program: https://www.chargepoint.com/products/service | RFID, Tap to Pay with Mobile app, call center, roaming | Yes
47QMCA22A0006 | DISTRICT FLEET, LLC | ChargePoint | Yes - comes with ChargePoint Software | CP6011B-50A-L5.5 | N/A | ChargePoint CP6000 | CP6011, NA, AC Station, 1 x Type 1 Cable, 50A, 1-Phase, 18' Cable, 6' Cable Management Kit, Pedestal Mount, 8" Touch Display, Contactless Credit Card and RFID Reader, Cellular/Wi-Fi, UL, Power Share Jumper, 1YR Parts Warranty | EA | 6171.28 | 6047.8544 | 0.02 | N/A | 60 DAYS | CONUS/OCONUS | Commercial | 19.2 | 80A | N/A | Yes | 1 | SAE J1772 | 18 | RFID, Mobile App, Contactless Credit Card | yes | Standard | Yes |  | No | Pedestal | UL and C-UL listed; complies with UL2594, UL2231-1, UL 2231-2. NEC Article 625 compliant. For Canada CSA C22.2, No. 280, 281.1, 281.2, CED UL and C-UL listed per UL916 Energy Management Equipment | one year standard parts only warranty; additional years of coverage are available under our Assure Program: https://www.chargepoint.com/products/service | Contactless Credit Card, RFID, Tap to Pay with Mobile app, call center, roaming | Yes
47QMCA22A0006 | DISTRICT FLEET, LLC | ChargePoint | Yes - comes with ChargePoint Software | CP6011B-80A-L5.5 | N/A | ChargePoint CP6000 | CP6011, NA, AC Station, 1 x Type 1 Cable, 80A, 1-Phase, 18' Cable, 6' Cable Management Kit, Pedestal Mount, 8" Touch Display, Contactless Credit Card and RFID Reader, Cellular/Wi-Fi, UL, Power Share Jumper, 1YR Parts Warranty | EA | 6857.53 | 6720.3794 | 0.02 | N/A | 60 DAYS | CONUS/OCONUS | Commercial | 19.2 | 80A | N/A | Yes | 1 | SAE J1772 | 18 | RFID, Mobile App, Contactless Credit Card | yes | Standard | Yes |  | No | Pedestal | UL and C-UL listed; complies with UL2594, UL2231-1, UL 2231-2. NEC Article 625 compliant. For Canada CSA C22.2, No. 280, 281.1, 281.2, CED UL and C-UL listed per UL916 Energy Management Equipment | one year standard parts only warranty; additional years of coverage are available under our Assure Program: https://www.chargepoint.com/products/service | Contactless Credit Card, RFID, Tap to Pay with Mobile app, call center, roaming | Yes
47QMCA22A0006 | DISTRICT FLEET, LLC | ChargePoint | Yes - comes with ChargePoint Software | CP6013B-50A-L5.5 | N/A | ChargePoint CP6000 | CP6013, NA, AC Station, 1 x Type 1 Cable, 50A, 1-Phase, 18' Cable, 6' Cable Management Kit, Wall Mount, 8" Touch Display, Contactless Credit Card and RFID Reader, Cellular/Wi-Fi, UL, Power Share Jumper, 1YR Parts Warranty | EA | 6304.58 | 6178.4884 | 0.02 | N/A | 60 DAYS | CONUS/OCONUS | Commercial | 19.2 | 80A | N/A | Yes | 2 | SAE J1772 | 18 | RFID, Mobile App, Contactless Credit Card | yes | Standard | Yes |  | No | Wall | UL and C-UL listed; complies with UL2594, UL2231-1, UL 2231-2. NEC Article 625 compliant. For Canada CSA C22.2, No. 280, 281.1, 281.2, CED UL and C-UL listed per UL916 Energy Management Equipment | one year standard parts only warranty; additional years of coverage are available under our Assure Program: https://www.chargepoint.com/products/service | Contactless Credit Card, RFID, Tap to Pay with Mobile app, call center, roaming | Yes
47QMCA22A0006 | DISTRICT FLEET, LLC | ChargePoint | Yes - comes with ChargePoint Software | CP6013B-80A-L5.5 | N/A | ChargePoint CP6000 | CP6013, NA, AC Station, 1 x Type 1 Cable, 80A, 1-Phase, 18' Cable, 6' Cable Management Kit, Wall Mount, 8" Touch Display, Contactless Credit Card and RFID Reader, Cellular/Wi-Fi, UL, Power Share Jumper, 1YR Parts Warranty | EA | 6857.53 | 6720.3794 | 0.02 | N/A | 60 DAYS | CONUS/OCONUS | Commercial | 19.2 | 80A | N/A | Yes | 2 | SAE J1772 | 18 | RFID, Mobile App, Contactless Credit Card | yes | Standard | Yes |  | No | Wall | UL and C-UL listed; complies with UL2594, UL2231-1, UL 2231-2. NEC Article 625 compliant. For Canada CSA C22.2, No. 280, 281.1, 281.2, CED UL and C-UL listed per UL916 Energy Management Equipment | one year standard parts only warranty; additional years of coverage are available under our Assure Program: https://www.chargepoint.com/products/service | Contactless Credit Card, RFID, Tap to Pay with Mobile app, call center, roaming | Yes
47QMCA22A0006 | DISTRICT FLEET, LLC | ChargePoint | Yes - comes with ChargePoint Software | CP6021B-50A-L5.5 | N/A | ChargePoint CP6000 | CP6021, NA, AC Station, 2 x Type 1 Cable, 50A, 1-Phase, 18' Cable, 6' Cable Management Kit, Pedestal Mount, 8" Touch Display, Contactless Credit Card and RFID Reader, Cellular/Wi-Fi, UL, Energy Star, Power Share Jumper, 1YR Parts Warranty | EA | 10333.2 | 10126.536 | 0.02 | N/A | 60 DAYS | CONUS/OCONUS | Commercial | 19.2 | 80A | N/A | Yes | 1 | SAE J1772 | 18 | RFID, Mobile App, Contactless Credit Card | yes | Standard | Yes |  | No | Pedestal | UL and C-UL listed; complies with UL2594, UL2231-1, UL 2231-2. NEC Article 625 compliant. For Canada CSA C22.2, No. 280, 281.1, 281.2, CED UL and C-UL listed per UL916 Energy Management Equipment | one year standard parts only warranty; additional years of coverage are available under our Assure Program: https://www.chargepoint.com/products/service | Contactless Credit Card, RFID, Tap to Pay with Mobile app, call center, roaming | Yes
47QMCA22A0006 | DISTRICT FLEET, LLC | ChargePoint | Yes - comes with ChargePoint Software | CP6021B-80A-L5.5 | N/A | ChargePoint CP6000 | CP6021, NA, AC Station, 2 x Type 1 Cable, 80A, 1-Phase, 18' Cable, 6' Cable Management Kit, Pedestal Mount, 8" Touch Display, Contactless Credit Card and RFID Reader, Cellular/Wi-Fi, UL, Energy Star, Power Share Jumper, 1YR Parts Warranty | EA | 10713.35 | 10499.083 | 0.02 | N/A | 60 DAYS | CONUS/OCONUS | Commercial | 19.2 | 80A | N/A | Yes | 1 | SAE J1772 | 18 | RFID, Mobile App, Contactless Credit Card | yes | Standard | Yes |  | No | Pedestal | UL and C-UL listed; complies with UL2594, UL2231-1, UL 2231-2. NEC Article 625 compliant. For Canada CSA C22.2, No. 280, 281.1, 281.2, CED UL and C-UL listed per UL916 Energy Management Equipment | one year standard parts only warranty; additional years of coverage are available under our Assure Program: https://www.chargepoint.com/products/service | Contactless Credit Card, RFID, Tap to Pay with Mobile app, call center, roaming | Yes
47QMCA22A0006 | DISTRICT FLEET, LLC | ChargePoint | Yes - comes with ChargePoint Software | CP6023B-50A-L5.5 | N/A | ChargePoint CP6000 | CP6023, NA, AC Station, 2 x Type 1 Cable, 50A, 1-Phase, 18' Cable, 6' Cable Management Kit, Wall Mount, 8" Touch Display, Contactless Credit Card and RFID Reader, Cellular/Wi-Fi, UL, Energy Star, Power Share Jumper, 1YR Parts Warranty | EA | 10333.2 | 10126.536 | 0.02 | N/A | 60 DAYS | CONUS/OCONUS | Commercial | 19.2 | 80A | N/A | Yes | 2 | SAE J1772 | 18 | RFID, Mobile App, Contactless Credit Card | yes | Standard | Yes |  | No | Wall | UL and C-UL listed; complies with UL2594, UL2231-1, UL 2231-2. NEC Article 625 compliant. For Canada CSA C22.2, No. 280, 281.1, 281.2, CED UL and C-UL listed per UL916 Energy Management Equipment | one year standard parts only warranty; additional years of coverage are available under our Assure Program: https://www.chargepoint.com/products/service | Contactless Credit Card, RFID, Tap to Pay with Mobile app, call center, roaming | Yes
47QMCA22A0006 | DISTRICT FLEET, LLC | ChargePoint | Yes - comes with ChargePoint Software | CP6023B-80A-L5.5 | N/A | ChargePoint CP6000 | CP6023, NA, AC Station, 2 x Type 1 Cable, 80A, 1-Phase, 18' Cable, 6' Cable Management Kit, Wall Mount, 8" Touch Display, Contactless Credit Card and RFID Reader, Cellular/Wi-Fi, UL, Energy Star, Power Share Jumper, 1YR Parts Warranty | EA | 10713.35 | 10499.083 | 0.02 | N/A | 60 DAYS | CONUS/OCONUS | Commercial | 19.2 | 80A | N/A | Yes | 2 | SAE J1772 | 18 | RFID, Mobile App, Contactless Credit Card | yes | Standard | Yes |  | No | Wall | UL and C-UL listed; complies with UL2594, UL2231-1, UL 2231-2. NEC Article 625 compliant. For Canada CSA C22.2, No. 280, 281.1, 281.2, CED UL and C-UL listed per UL916 Energy Management Equipment | one year standard parts only warranty; additional years of coverage are available under our Assure Program: https://www.chargepoint.com/products/service | Contactless Credit Card, RFID, Tap to Pay with Mobile app, call center, roaming | Yes
47QMCA22A0006 | DISTRICT FLEET, LLC | ChargePoint | Yes - comes with ChargePoint Software | CP6011B-80A-L7 | N/A | ChargePoint CP6000 | CP6011, NA, AC Station, 1 x Type 1 Cable, 80A, 1 Phase, 23' Cable, 8' Cable Management Kit, Pedestal Mount, 8" Touch Display, Contactless Credit Card and RFID Reader, Cellular/WIFI, UL, Power Share Jumper, 1YR Parts Warranty | EA | 7237.68 | 7092.9264 | 0.02 | N/A | 60 DAYS | CONUS/OCONUS | Commercial | 19.2 | 80A | N/A | Yes | 1 | SAE J1772 | 23 | RFID, Mobile App, Contactless Credit Card | yes | Standard | Yes |  | No | Pedestal | UL and C-UL listed; complies with UL2594, UL2231-1, UL 2231-2. NEC Article 625 compliant. For Canada CSA C22.2, No. 280, 281.1, 281.2, CED UL and C-UL listed per UL916 Energy Management Equipment | one year standard parts only warranty; additional years of coverage are available under our Assure Program: https://www.chargepoint.com/products/service | Contactless Credit Card, RFID, Tap to Pay with Mobile app, call center, roaming | Yes
47QMCA22A0006 | DISTRICT FLEET, LLC | ChargePoint | Yes - comes with ChargePoint Software | CP6013B-80A-L7 | N/A | ChargePoint CP6000 | CP6013, NA, AC Station, 1 x Type 1 Cable, 80A, 1 Phase, 23' Cable, 8' Cable Management Kit, Wall Mount, 8" Touch Display, Contactless Credit Card and RFID Reader, Cellular/WIFI, UL, Power Share Jumper, 1YR Parts Warranty | EA | 7237.68 | 7092.9264 | 0.02 | N/A | 60 DAYS | CONUS/OCONUS | Commercial | 19.2 | 80A | N/A | Yes | 1 | SAE J1772 | 23 | RFID, Mobile App, Contactless Credit Card | yes | Standard | Yes |  | No | Wall | UL and C-UL listed; complies with UL2594, UL2231-1, UL 2231-2. NEC Article 625 compliant. For Canada CSA C22.2, No. 280, 281.1, 281.2, CED UL and C-UL listed per UL916 Energy Management Equipment | one year standard parts only warranty; additional years of coverage are available under our Assure Program: https://www.chargepoint.com/products/service | Contactless Credit Card, RFID, Tap to Pay with Mobile app, call center, roaming | Yes
47QMCA22A0006 | DISTRICT FLEET, LLC | ChargePoint | Yes - comes with ChargePoint Software | CP6021B-80A-L7 | N/A | ChargePoint CP6000 | CP6021, NA, AC Station, 2 x Type 1 Cable, 80A, 1 Phase, 23' Cable, 8' Cable Management Kit, Pedestal Mount, 8" Touch Display, Contactless Credit Card and RFID Reader, Cellular/WIFI, UL, Energy Star, Power Share Jumper, 1YR Parts Warranty | EA | 11587.2 | 11355.456 | 0.02 | N/A | 60 DAYS | CONUS/OCONUS | Commercial | 19.2 | 80A | N/A | Yes | 2 | SAE J1772 | 23 | RFID, Mobile App, Contactless Credit Card | yes | Standard | Yes |  | No | Pedestal | UL and C-UL listed; complies with UL2594, UL2231-1, UL 2231-2. NEC Article 625 compliant. For Canada CSA C22.2, No. 280, 281.1, 281.2, CED UL and C-UL listed per UL916 Energy Management Equipment | one year standard parts only warranty; additional years of coverage are available under our Assure Program: https://www.chargepoint.com/products/service | Contactless Credit Card, RFID, Tap to Pay with Mobile app, call center, roaming | Yes
47QMCA22A0006 | DISTRICT FLEET, LLC | ChargePoint | Yes - comes with ChargePoint Software | CP6023B-80A-L7 | N/A | ChargePoint CP6000 | CP6023, NA, AC Station, 2 x Type 1 Cable, 80A, 1 Phase, 23' Cable, 8' Cable Management Kit, Wall Mount, 8" Touch Display, Contactless Credit Card and RFID Reader, Cellular/WIFI, UL, Energy Star, Power Share Jumper, 1YR Parts Warranty | EA | 11587.2 | 11355.456 | 0.02 | N/A | 60 DAYS | CONUS/OCONUS | Commercial | 19.2 | 80A | N/A | Yes | 2 | SAE J1772 | 23 | RFID, Mobile App, Contactless Credit Card | yes | Standard | Yes |  | No | Wall | UL and C-UL listed; complies with UL2594, UL2231-1, UL 2231-2. NEC Article 625 compliant. For Canada CSA C22.2, No. 280, 281.1, 281.2, CED UL and C-UL listed per UL916 Energy Management Equipment | one year standard parts only warranty; additional years of coverage are available under our Assure Program: https://www.chargepoint.com/products/service | Contactless Credit Card, RFID, Tap to Pay with Mobile app, call center, roaming | Yes
47QMCA22A0006 | DISTRICT FLEET, LLC | ChargePoint | Yes - comes with ChargePoint Software | CP6011B-80A-L5.5-FHWA | N/A | ChargePoint CP6000 Buy America Act (BAA) FHWA | BUY AMERICA FHWA compliant. CP6011, NA, AC Station, 1 x Type 1 Cable, 80A, 1-Phase, 18' Cable, 6' Cable Management Kit, Pedestal Mount, 8" Touch Display, Contactless Credit Card and RFID Reader, Cellular/Wi-Fi, UL, Power Share Jumper, 1YR Parts Warranty | EA | 9355.67 | 9168.5566 | 0.02 | N/A | 60 DAYS | CONUS/OCONUS | Commercial | 19.2 | 80A | N/A | Yes | 1 | SAE J1772 | 18 | RFID, Mobile App, Contactless Credit Card | yes | Standard | Yes |  | No | Pedestal | UL and C-UL listed; complies with UL2594, UL2231-1, UL 2231-2. NEC Article 625 compliant. For Canada CSA C22.2, No. 280, 281.1, 281.2, CED UL and C-UL listed per UL916 Energy Management Equipment | one year standard parts only warranty; additional years of coverage are available under our Assure Program: https://www.chargepoint.com/products/service | Contactless Credit Card, RFID, Tap to Pay with Mobile app, call center, roaming | Yes
47QMCA22A0006 | DISTRICT FLEET, LLC | ChargePoint | Yes - comes with ChargePoint Software | CP6021B-80A-L5.5-FHWA | N/A | ChargePoint CP6000 Buy America Act (BAA) FHWA | BUY AMERICA FHWA compliant. CP6021, NA, AC Station, 2 x Type 1 Cable, 80A, 1-Phase, 18' Cable, 6' Cable Management Kit, Pedestal Mount, 8" Touch Display, Contactless Credit Card and RFID Reader, Cellular/Wi-Fi, UL, Energy Star, Power Share Jumper, 1YR Parts Warranty | EA | 14796.27 | 14500.3446 | 0.02 | N/A | 60 DAYS | CONUS/OCONUS | Commercial | 19.2 | 80A | N/A | Yes | 2 | SAE J1772 | 18 | RFID, Mobile App, Contactless Credit Card | yes | Standard | Yes |  | No | Pedestal | UL and C-UL listed; complies with UL2594, UL2231-1, UL 2231-2. NEC Article 625 compliant. For Canada CSA C22.2, No. 280, 281.1, 281.2, CED UL and C-UL listed per UL916 Energy Management Equipment | one year standard parts only warranty; additional years of coverage are available under our Assure Program: https://www.chargepoint.com/products/service | Contactless Credit Card, RFID, Tap to Pay with Mobile app, call center, roaming | Yes
47QMCA22A0006 | DISTRICT FLEET, LLC | ChargePoint | Yes - comes with ChargePoint Software | CP6011B-80A-L7-FHWA | N/A | ChargePoint CP6000 Buy America Act (BAA) FHWA | BUY AMERICA FHWA compliant. CP6011, NA, AC Station, 1 x Type 1 Cable, 80A, 1 Phase, 23' Cable, 8' Cable Management Kit, Pedestal Mount, 8" Touch Display, Contactless Credit Card and RFID Reader, Cellular/WIFI, UL, Power Share Jumper, 1YR Parts Warranty | EA | 10209.77 | 10005.5746 | 0.02 | N/A | 60 DAYS | CONUS/OCONUS | Commercial | 19.2 | 80A | N/A | Yes | 1 | SAE J1772 | 23 | RFID, Mobile App, Contactless Credit Card | yes | Standard | Yes |  | No | Pedestal | UL and C-UL listed; complies with UL2594, UL2231-1, UL 2231-2. NEC Article 625 compliant. For Canada CSA C22.2, No. 280, 281.1, 281.2, CED UL and C-UL listed per UL916 Energy Management Equipment | one year standard parts only warranty; additional years of coverage are available under our Assure Program: https://www.chargepoint.com/products/service | Contactless Credit Card, RFID, Tap to Pay with Mobile app, call center, roaming | Yes
47QMCA22A0006 | DISTRICT FLEET, LLC | ChargePoint | Yes - comes with ChargePoint Software | CP6013B-80A-L7-FHWA | N/A | ChargePoint CP6000 Buy America Act (BAA) FHWA | BUY AMERICA FHWA compliant. CP6013, NA, AC Station, 1 x Type 1 Cable, 80A, 1 Phase, 23' Cable, 8' Cable Management Kit, Wall Mount, 8" Touch Display, Contactless Credit Card and RFID Reader, Cellular/WIFI, UL, Power Share Jumper, 1YR Parts Warranty | EA | 10209.77 | 10005.5746 | 0.02 | N/A | 60 DAYS | CONUS/OCONUS | Commercial | 19.2 | 80A | N/A | Yes | 1 | SAE J1772 | 23 | RFID, Mobile App, Contactless Credit Card | yes | Standard | Yes |  | No | Wall | UL and C-UL listed; complies with UL2594, UL2231-1, UL 2231-2. NEC Article 625 compliant. For Canada CSA C22.2, No. 280, 281.1, 281.2, CED UL and C-UL listed per UL916 Energy Management Equipment | one year standard parts only warranty; additional years of coverage are available under our Assure Program: https://www.chargepoint.com/products/service | Contactless Credit Card, RFID, Tap to Pay with Mobile app, call center, roaming | Yes
47QMCA22A0006 | DISTRICT FLEET, LLC | ChargePoint | Yes - comes with ChargePoint Software | CP6021B-80A-L7-FHWA | N/A | ChargePoint CP6000 Buy America Act (BAA) FHWA | BUY AMERICA FHWA compliant. CP6021, NA, AC Station, 2 x Type 1 Cable, 80A, 1 Phase, 23' Cable, 8' Cable Management Kit, Pedestal Mount, 8" Touch Display, Contactless Credit Card and RFID Reader, Cellular/WIFI, UL, Energy Star, Power Share Jumper, 1YR Parts Warranty | EA | 15640.5 | 15327.69 | 0.02 | N/A | 60 DAYS | CONUS/OCONUS | Commercial | 19.2 | 80A | N/A | Yes | 2 | SAE J1772 | 23 | RFID, Mobile App, Contactless Credit Card | yes | Standard | Yes |  | No | Pedestal | UL and C-UL listed; complies with UL2594, UL2231-1, UL 2231-2. NEC Article 625 compliant. For Canada CSA C22.2, No. 280, 281.1, 281.2, CED UL and C-UL listed per UL916 Energy Management Equipment | one year standard parts only warranty; additional years of coverage are available under our Assure Program: https://www.chargepoint.com/products/service | Contactless Credit Card, RFID, Tap to Pay with Mobile app, call center, roaming | Yes
47QMCA22A0006 | DISTRICT FLEET, LLC | ChargePoint | Yes - comes with ChargePoint Software | CP6023B-80A-L7-FHWA | N/A | ChargePoint CP6000 Buy America Act (BAA) FHWA | BUY AMERICA FHWA compliant. CP6023, NA, AC Station, 2 x Type 1 Cable, 80A, 1 Phase, 23' Cable, 8' Cable Management Kit, Wall Mount, 8" Touch Display, Contactless Credit Card and RFID Reader, Cellular/WIFI, UL, Energy Star, Power Share Jumper, 1YR Parts Warranty | EA | 15640.5 | 15327.69 | 0.02 | N/A | 60 DAYS | CONUS/OCONUS | Commercial | 19.2 | 80A | N/A | Yes | 2 | SAE J1772 | 23 | RFID, Mobile App, Contactless Credit Card | yes | Standard | Yes |  | No | Wall | UL and C-UL listed; complies with UL2594, UL2231-1, UL 2231-2. NEC Article 625 compliant. For Canada CSA C22.2, No. 280, 281.1, 281.2, CED UL and C-UL listed per UL916 Energy Management Equipment | one year standard parts only warranty; additional years of coverage are available under our Assure Program: https://www.chargepoint.com/products/service | Contactless Credit Card, RFID, Tap to Pay with Mobile app, call center, roaming | Yes
47QMCA22A0006 | DISTRICT FLEET, LLC | ChargePoint | Yes - comes with ChargePoint Software | CPF50-L18 | N/A | ChargePoint CPF50 | Single Port, Wall Mount, 50A, Type 1, Cable 18', Single Phase Charger. Unit ships in 1 box. See invoice or packing slip for details. | EA | 1876.07 | 1838.5486 | 0.02 | N/A | 60 DAYS | CONUS/OCONUS | Commercial | 12kW | 50A | N/A | Yes | 1 | SAE J1772 | 18 | RFID, Mobile App | yes | Standard | No | CPF stations can received OTA software update for OCPP compliance at no cost to GSA | No | Wall | UL and C-UL listed; complies with UL2594, UL2231-1, UL 2231-2. NEC Article 625 compliant. For Canada CSA C22.2, No. 280, 281.1, 281.2, CED UL and C-UL listed per UL916 Energy Management Equipment | one year standard parts only warranty; additional years of coverage are available under our Assure Program: https://www.chargepoint.com/products/service | Fleet only - does not accept payments | Yes
47QMCA22A0006 | DISTRICT FLEET, LLC | ChargePoint | Yes - comes with ChargePoint Software | CPF50-L18 WALLMNT-CMK6 | N/A | ChargePoint CPF50-L18 WALLMNT | Single Port, Wall Mount, 50A, Type 1, Cable 18', Single Phase Charger. Unit ships in 3 separate boxes. See invoice or packing slip for details. | EA | 3258.44 | 3193.2712 | 0.02 | N/A | 60 DAYS | CONUS/OCONUS | Commercial | 12kW | 50A | N/A | Yes | 1 | SAE J1772 | 18 | RFID, Mobile App | yes | Standard | No | CPF stations can received OTA software update for OCPP compliance at no cost to GSA | No | Wall | UL and C-UL listed; complies with UL2594, UL2231-1, UL 2231-2. NEC Article 625 compliant. For Canada CSA C22.2, No. 280, 281.1, 281.2, CED UL and C-UL listed per UL916 Energy Management Equipment | one year standard parts only warranty; additional years of coverage are available under our Assure Program: https://www.chargepoint.com/products/service | Fleet only - does not accept payments | Yes
47QMCA22A0006 | DISTRICT FLEET, LLC | ChargePoint | Yes - comes with ChargePoint Software | CPF50-L18-PEDMNT-CMK6 | N/A | ChargePoint CPF50-L18-PEDMNT | Single Port, Pedestal Mount, 50A, Type 1, Cable 18', Single Phase Charger with 6' Cable Management Kit. Unit ships in 4 separate boxes. See invoice or packing slip for details. | EA | 3900.25 | 3822.245 | 0.02 | N/A | 60 DAYS | CONUS/OCONUS | Commercial | 12kW | 50A | N/A | Yes | 1 | SAE J1772 | 18 | RFID, Mobile App | yes | Standard | No | CPF stations can received OTA software update for OCPP compliance at no cost to GSA | No | Pedestal | UL and C-UL listed; complies with UL2594, UL2231-1, UL 2231-2. NEC Article 625 compliant. For Canada CSA C22.2, No. 280, 281.1, 281.2, CED UL and C-UL listed per UL916 Energy Management Equipment | one year standard parts only warranty; additional years of coverage are available under our Assure Program: https://www.chargepoint.com/products/service | Fleet only - does not accept payments | Yes
47QMCA22A0006 | DISTRICT FLEET, LLC | ChargePoint | Yes - comes with ChargePoint Software | CPF50-L18-PEDMNT-CMK6-DUAL | N/A | ChargePoint CPF50-L18-PEDMNT-CMK6 | Dual Port, Pedestal Mount, 50A, Type 1, Cable 18', Single Phase Charger with Cable Management Kit. Unit ships in 5 separate boxes. See invoice or packing slip for details. | EA | 5677.58 | 5564.0284 | 0.02 | N/A | 60 DAYS | CONUS/OCONUS | Commercial | 12kW | 50A | N/A | Yes | 2 | SAE J1772 | 18 | RFID, Mobile App | yes | Standard | No | CPF stations can received OTA software update for OCPP compliance at no cost to GSA | No | Pedestal | UL and C-UL listed; complies with UL2594, UL2231-1, UL 2231-2. NEC Article 625 compliant. For Canada CSA C22.2, No. 280, 281.1, 281.2, CED UL and C-UL listed per UL916 Energy Management Equipment | one year standard parts only warranty; additional years of coverage are available under our Assure Program: https://www.chargepoint.com/products/service | Fleet only - does not accept payments | Yes
47QMCA22A0006 | DISTRICT FLEET, LLC | ChargePoint | Yes - comes with ChargePoint Software | CPF50-L23 | N/A | ChargePoint CPF50 | Single Port, Wall Mount, 50A, Type 1, Cable 23', Single Phase Charger. Unit ships in 1 box. See invoice or packing slip for details. | EA | 1925.44 | 1886.9312 | 0.02 | N/A | 60 DAYS | CONUS/OCONUS | Commercial | 12kW | 50A | N/A | Yes | 1 | SAE J1772 | 23 | RFID, Mobile App | yes | Standard | No | CPF stations can received OTA software update for OCPP compliance at no cost to GSA | No | Wall | UL and C-UL listed; complies with UL2594, UL2231-1, UL 2231-2. NEC Article 625 compliant. For Canada CSA C22.2, No. 280, 281.1, 281.2, CED UL and C-UL listed per UL916 Energy Management Equipment | one year standard parts only warranty; additional years of coverage are available under our Assure Program: https://www.chargepoint.com/products/service | Fleet only - does not accept payments | Yes
47QMCA22A0006 | DISTRICT FLEET, LLC | ChargePoint | Yes - comes with ChargePoint Software | CPF50-L23 WALLMNT-CMK8 | N/A | ChargePoint CPF50-L23 WALLMNT | Single Port, Wall Mount, 50A, Type 1, Cable 23', Single Phase Charger with 8' Cable Management Kit. Unit ships in 3 separate boxes. See invoice or packing slip for details. | EA | 4043.43 | 3962.5614 | 0.02 | N/A | 60 DAYS | CONUS/OCONUS | Commercial | 12kW | 50A | N/A | Yes | 1 | SAE J1772 | 23 | RFID, Mobile App | yes | Standard | No | CPF stations can received OTA software update for OCPP compliance at no cost to GSA | No | Wall | UL and C-UL listed; complies with UL2594, UL2231-1, UL 2231-2. NEC Article 625 compliant. For Canada CSA C22.2, No. 280, 281.1, 281.2, CED UL and C-UL listed per UL916 Energy Management Equipment | one year standard parts only warranty; additional years of coverage are available under our Assure Program: https://www.chargepoint.com/products/service | Fleet only - does not accept payments | Yes
47QMCA22A0006 | DISTRICT FLEET, LLC | ChargePoint | Yes - comes with ChargePoint Software | CPF50-L23-PEDMNT-CMK8 | N/A | ChargePoint CPF50-L23-PEDMNT | Single Port, Pedestal Mount, 50A, Type 1, Cable 23', Single Phase Charger with 8' Cable Management Kit. Unit ships in 5 separate boxes. See invoice or packing slip for details. | EA | 4665.49 | 4572.1802 | 0.02 | N/A | 60 DAYS | CONUS/OCONUS | Commercial | 12kW | 50A | N/A | Yes | 1 | SAE J1772 | 23 | RFID, Mobile App | yes | Standard | No | CPF stations can received OTA software update for OCPP compliance at no cost to GSA | No | Pedestal | UL and C-UL listed; complies with UL2594, UL2231-1, UL 2231-2. NEC Article 625 compliant. For Canada CSA C22.2, No. 280, 281.1, 281.2, CED UL and C-UL listed per UL916 Energy Management Equipment | one year standard parts only warranty; additional years of coverage are available under our Assure Program: https://www.chargepoint.com/products/service | Fleet only - does not accept payments | Yes
47QMCA22A0006 | DISTRICT FLEET, LLC | ChargePoint | Yes - comes with ChargePoint Software | CPF50-L23-PEDMNT-CMK8-DUAL | N/A | ChargePoint CPF50-L23-PEDMNT-CMK8 | Dual Port, Pedestal Mount, 50A, Type 1, Cable 23', Single Phase Charger with 8' Cable Management Kit. Unit ships in 6 separate boxes. See invoice or packing slip for details. | EA | 6541.56 | 6410.7288 | 0.02 | N/A | 60 DAYS | CONUS/OCONUS | Commercial | 12kW | 50A | N/A | Yes | 2 | SAE J1772 | 23 | RFID, Mobile App | yes | Standard | No | CPF stations can received OTA software update for OCPP compliance at no cost to GSA | No | Pedestal | UL and C-UL listed; complies with UL2594, UL2231-1, UL 2231-2. NEC Article 625 compliant. For Canada CSA C22.2, No. 280, 281.1, 281.2, CED UL and C-UL listed per UL916 Energy Management Equipment | one year standard parts only warranty; additional years of coverage are available under our Assure Program: https://www.chargepoint.com/products/service | Fleet only - does not accept payments | Yes
47QMCA22A0006 | DISTRICT FLEET, LLC | PowerCharge | Yes - Comes with Chargie Software | E48C03-SWP | N/A | PowerCharge Energy Series, Adjustable 48A/40A/32A | PowerCharge Energy Series, Adjustable 48A/40A/32A, Wall Mount, Single Port, 3.5" LCD Display, RFID Reader, Gateway 4G | EA | 2345.09 | 2298.1882 | 0.02 | N/A | 60 DAYS | CONUS/OCONUS | Commercial | 7.6kW/ 9.6kW/ 11.5kW | 48A | 99%+ | Yes | 1 | SAE J1772 | 18 | RFID, Mobile App, QR | Yes | Standard | Yes | N/A | No | Wall | UL 50/991/1449/1998/2231/2594; FCC Part 15B; FCC Part 15.225 (RFID 13.56MHz); FCC Part 15.247 (WLAN 2.4GHz); FCC Part 27 (AT&T) or; FCC Part 27 (Verizon); Energy Star (#E354962);UL 354962; ADA Compliant | 3 Year (Parts) -Standard, hardware exchange program | RFID, App, QR | Yes - both
47QMCA22A0006 | DISTRICT FLEET, LLC | PowerCharge | Yes - Comes with Chargie Software | E48C03-SWP-CR | N/A | PowerCharge Energy Series, Adjustable 48A/40A/32A | PowerCharge Energy Series, Adjustable 48A/40A/32A, Wall Mount, Single Port, 3.5" LCD Display, RFID Reader, Gateway 4G, Cable Retractor | EA | 2508.01 | 2457.8498 | 0.02 | N/A | 60 DAYS | CONUS/OCONUS | Commercial | 7.6kW/ 9.6kW/ 11.5kW | 48A | 99%+ | Yes | 1 | SAE J1772 | 18 | RFID, Mobile App, QR | Yes | Standard | Yes | N/A | No | Wall | UL 50/991/1449/1998/2231/2594; FCC Part 15B; FCC Part 15.225 (RFID 13.56MHz); FCC Part 15.247 (WLAN 2.4GHz); FCC Part 27 (AT&T) or; FCC Part 27 (Verizon); Energy Star (#E354962);UL 354962; ADA Compliant | 3 Year (Parts) -Standard, hardware exchange program | RFID, App, QR | Yes - both
47QMCA22A0006 | DISTRICT FLEET, LLC | PowerCharge | Yes - Comes with Chargie Software | E48C03-SPP | N/A | PowerCharge Energy Series, Adjustable 48A/40A/32A | PowerCharge Energy Series, Adjustable 48A/40A/32A, Pedestal Mount, Single Port, 3.5" LCD Display, RFID Reader, Gateway 4G | EA | 4260.65 | 4175.437 | 0.02 | N/A | 60 DAYS | CONUS/OCONUS | Commercial | 7.6kW/ 9.6kW/ 11.5kW | 48A | 99%+ | Yes | 1 | SAE J1772 | 18 | RFID, Mobile App, QR | Yes | Standard | Yes | N/A | No | Pedestal | UL 50/991/1449/1998/2231/2594; FCC Part 15B; FCC Part 15.225 (RFID 13.56MHz); FCC Part 15.247 (WLAN 2.4GHz); FCC Part 27 (AT&T) or; FCC Part 27 (Verizon); Energy Star (#E354962);UL 354962; ADA Compliant | 3 Year (Parts) -Standard, hardware exchange program | RFID, App, QR | Yes - both
47QMCA22A0006 | DISTRICT FLEET, LLC | PowerCharge | Yes - Comes with Chargie Software | E48C03-SPP-CR | N/A | PowerCharge Energy Series, Adjustable 48A/40A/32A | PowerCharge Energy Series, Adjustable 48A/40A/32A, Pedestal Mount, Single Port, 3.5" LCD Display, RFID Reader,Gateway 4G, Cable Retractor | EA | 4591.44 | 4499.6112 | 0.02 | N/A | 60 DAYS | CONUS/OCONUS | Commercial | 7.6kW/ 9.6kW/ 11.5kW | 48A | 99%+ | Yes | 1 | SAE J1772 | 18 | RFID, Mobile App, QR | Yes | Standard | Yes | N/A | No | Pedestal | UL 50/991/1449/1998/2231/2594; FCC Part 15B; FCC Part 15.225 (RFID 13.56MHz); FCC Part 15.247 (WLAN 2.4GHz); FCC Part 27 (AT&T) or; FCC Part 27 (Verizon); Energy Star (#E354962);UL 354962; ADA Compliant | 3 Year (Parts) -Standard, hardware exchange program | RFID, App, QR | Yes - both
47QMCA22A0006 | DISTRICT FLEET, LLC | PowerCharge | Yes - Comes with Chargie Software | E48C03-DWP | N/A | PowerCharge Energy Series, Adjustable 48A/40A/32A | PowerCharge Energy Series, Adjustable 48A/40A/32A, Wall Mount, Dual Port, 3.5" LCD Display, RFID Reader, Gateway 4G | EA | 2902.97 | 2844.9106 | 0.02 | N/A | 60 DAYS | CONUS/OCONUS | Commercial | 7.6kW/ 9.6kW/ 11.5kW | 48A | 99%+ | Yes | 2 | SAE J1772 | 18 | RFID, Mobile App, QR | Yes | Standard | Yes | N/A | No | Wall | UL 50/991/1449/1998/2231/2594; FCC Part 15B; FCC Part 15.225 (RFID 13.56MHz); FCC Part 15.247 (WLAN 2.4GHz); FCC Part 27 (AT&T) or; FCC Part 27 (Verizon); Energy Star (#E354962);UL 354962; ADA Compliant | 3 Year (Parts) -Standard, hardware exchange program | RFID, App, QR | Yes - both
47QMCA22A0006 | DISTRICT FLEET, LLC | PowerCharge | Yes - Comes with Chargie Software | E48C03-DWP-CR | N/A | PowerCharge Energy Series, Adjustable 48A/40A/32A | PowerCharge Energy Series, Adjustable 48A/40A/32A, Wall Mount, Dual Port, 3.5" LCD Display, RFID Reader,Gateway 4G, Cable Retractor | EA | 3455.92 | 3386.8016 | 0.02 | N/A | 60 DAYS | CONUS/OCONUS | Commercial | 7.6kW/ 9.6kW/ 11.5kW | 48A | 99%+ | Yes | 2 | SAE J1772 | 18 | RFID, Mobile App, QR | Yes | Standard | Yes | N/A | No | Wall | UL 50/991/1449/1998/2231/2594; FCC Part 15B; FCC Part 15.225 (RFID 13.56MHz); FCC Part 15.247 (WLAN 2.4GHz); FCC Part 27 (AT&T) or; FCC Part 27 (Verizon); Energy Star (#E354962);UL 354962; ADA Compliant | 3 Year (Parts) -Standard, hardware exchange program | RFID, App, QR | Yes - both
47QMCA22A0006 | DISTRICT FLEET, LLC | PowerCharge | Yes - Comes with Chargie Software | E48C03-DPP | N/A | PowerCharge Energy Series, Adjustable 48A/40A/32A | PowerCharge Energy Series, Adjustable 48A/40A/32A, Pedestal Mount, Dual Port, 3.5" LCD Display, RFID Reader, Gateway 4G | EA | 4527.25 | 4436.705 | 0.02 | N/A | 60 DAYS | CONUS/OCONUS | Commercial | 7.6kW/ 9.6kW/ 11.5kW | 48A | 99%+ | Yes | 2 | SAE J1772 | 18 | RFID, Mobile App, QR | Yes | Standard | Yes | N/A | No | Pedestal | UL 50/991/1449/1998/2231/2594; FCC Part 15B; FCC Part 15.225 (RFID 13.56MHz); FCC Part 15.247 (WLAN 2.4GHz); FCC Part 27 (AT&T) or; FCC Part 27 (Verizon); Energy Star (#E354962);UL 354962; ADA Compliant | 3 Year (Parts) -Standard, hardware exchange program | RFID, App, QR | Yes - both
47QMCA22A0006 | DISTRICT FLEET, LLC | PowerCharge | Yes - Comes with Chargie Software | E48C03-DPP-CR | N/A | PowerCharge Energy Series, Adjustable 48A/40A/32A | PowerCharge Energy Series, Adjustable 48A/40A/32A, Pedestal Mount, Dual Port, 3.5" LCD Display, RFID Reader, Gateway 4G, Cable Retractor | EA | 5302.37 | 5196.3226 | 0.02 | N/A | 60 DAYS | CONUS/OCONUS | Commercial | 7.6kW/ 9.6kW/ 11.5kW | 48A | 99%+ | Yes | 2 | SAE J1772 | 18 | RFID, Mobile App, QR | Yes | Standard | Yes | N/A | No | Pedestal | UL 50/991/1449/1998/2231/2594; FCC Part 15B; FCC Part 15.225 (RFID 13.56MHz); FCC Part 15.247 (WLAN 2.4GHz); FCC Part 27 (AT&T) or; FCC Part 27 (Verizon); Energy Star (#E354962);UL 354962; ADA Compliant | 3 Year (Parts) -Standard, hardware exchange program | RFID, App, QR | Yes - both
47QMCA22A0006 | DISTRICT FLEET, LLC | PowerCharge | Yes - Comes with Chargie Software | E80C03-SWP | N/A | PowerCharge Energy Series, Adjustable 80A/48A/40A/32A | PowerCharge Energy Series, Adjustable 80A/48A/40A/32A, Wall Mount, Single Port, 3.5" LCD Display, RFID Reader, Gateway 4G | EA | 3638.59 | 3565.8182 | 0.02 | N/A | 60 DAYS | CONUS/OCONUS | Commercial | 7.6kW/ 9.6kW/ 11.5kW/ 19.2kW | 80A | 99%+ | Yes | 1 | SAE J1772 | 18 | RFID, Mobile App, QR | Yes | Standard | Yes | N/A | No | Wall | UL 50/991/1449/1998/2231/2594; FCC Part 15B; FCC Part 15.225 (RFID 13.56MHz); FCC Part 15.247 (WLAN 2.4GHz); FCC Part 27 (AT&T) or; FCC Part 27 (Verizon); Energy Star (#E354962);UL 354962; ADA Compliant | 3 Year (Parts) -Standard, hardware exchange program | RFID, App, QR | Yes - both
47QMCA22A0006 | DISTRICT FLEET, LLC | PowerCharge | Yes - Comes with Chargie Software | E80C23-SWP-CR | N/A | PowerCharge Energy Series, Adjustable 80A/48A/40A/32A | PowerCharge Energy Series, Adjustable 80A/48A/40A/32A, Wall Mount, Single Port, 3.5" LCD Display, RFID Reader, Gateway 4G, Cable Retractor | EA | 3801.51 | 3725.4798 | 0.02 | N/A | 60 DAYS | CONUS/OCONUS | Commercial | 7.6kW/ 9.6kW/ 11.5kW/ 19.2kW | 80A | 99%+ | Yes | 1 | SAE J1772 | 18 | RFID, Mobile App, QR | Yes | Standard | Yes | N/A | No | Wall | UL 50/991/1449/1998/2231/2594; FCC Part 15B; FCC Part 15.225 (RFID 13.56MHz); FCC Part 15.247 (WLAN 2.4GHz); FCC Part 27 (AT&T) or; FCC Part 27 (Verizon); Energy Star (#E354962);UL 354962; ADA Compliant | 3 Year (Parts) -Standard, hardware exchange program | RFID, App, QR | Yes - both
47QMCA22A0006 | DISTRICT FLEET, LLC | PowerCharge | Yes - Comes with Chargie Software | E80C23-SPP | N/A | PowerCharge Energy Series, Adjustable 80A/48A/40A/32A | PowerCharge Energy Series, Adjustable 80A/48A/40A/32A, Pedestal Mount, Single Port, 3.5" LCD Display, RFID Reader, Gateway 4G | EA | 4196.47 | 4112.5406 | 0.02 | N/A | 60 DAYS | CONUS/OCONUS | Commercial | 7.6kW/ 9.6kW/ 11.5kW/ 19.2kW | 80A | 99%+ | Yes | 1 | SAE J1772 | 18 | RFID, Mobile App, QR | Yes | Standard | Yes | N/A | No | Pedestal | UL 50/991/1449/1998/2231/2594; FCC Part 15B; FCC Part 15.225 (RFID 13.56MHz); FCC Part 15.247 (WLAN 2.4GHz); FCC Part 27 (AT&T) or; FCC Part 27 (Verizon); Energy Star (#E354962);UL 354962; ADA Compliant | 3 Year (Parts) -Standard, hardware exchange program | RFID, App, QR | Yes - both
47QMCA22A0006 | DISTRICT FLEET, LLC | PowerCharge | Yes - Comes with Chargie Software | E80C23-SPP-CR | N/A | PowerCharge Energy Series, Adjustable 80A/48A/40A/32A | PowerCharge Energy Series, Adjustable 80A/48A/40A/32A, Pedestal Mount, Single Port, 3.5" LCD Display, RFID Reader,Gateway 4G, Cable Retractor | EA | 4843.22 | 4746.3556 | 0.02 | N/A | 60 DAYS | CONUS/OCONUS | Commercial | 7.6kW/ 9.6kW/ 11.5kW/ 19.2kW | 80A | 99%+ | Yes | 1 | SAE J1772 | 18 | RFID, Mobile App, QR | Yes | Standard | Yes | N/A | No | Pedestal | UL 50/991/1449/1998/2231/2594; FCC Part 15B; FCC Part 15.225 (RFID 13.56MHz); FCC Part 15.247 (WLAN 2.4GHz); FCC Part 27 (AT&T) or; FCC Part 27 (Verizon); Energy Star (#E354962);UL 354962; ADA Compliant | 3 Year (Parts) -Standard, hardware exchange program | RFID, App, QR | Yes - both
47QMCA22A0006 | DISTRICT FLEET, LLC | PowerCharge | Yes - Comes with Chargie Software | E80C23-DPP | N/A | PowerCharge Energy Series, Adjustable 80A/48A/40A/32A | PowerCharge Energy Series, Adjustable 80A/48A/40A/32A, Pedestal Mount, Dual Port, 3.5" LCD Display, RFID Reader, Gateway 4G | EA | 7682.02 | 7528.3796 | 0.02 | N/A | 60 DAYS | CONUS/OCONUS | Commercial | 7.6kW/ 9.6kW/ 11.5kW/ 19.2kW | 80A | 99%+ | Yes | 2 | SAE J1772 | 18 | RFID, Mobile App, QR | Yes | Standard | Yes | N/A | No | Pedestal | UL 50/991/1449/1998/2231/2594; FCC Part 15B; FCC Part 15.225 (RFID 13.56MHz); FCC Part 15.247 (WLAN 2.4GHz); FCC Part 27 (AT&T) or; FCC Part 27 (Verizon); Energy Star (#E354962);UL 354962; ADA Compliant | 3 Year (Parts) -Standard, hardware exchange program | RFID, App, QR | Yes - both
47QMCA22A0006 | DISTRICT FLEET, LLC | PowerCharge | Yes - Comes with Chargie Software | E80C23-DPP-CR | N/A | PowerCharge Energy Series, Adjustable 80A/48A/40A/32A | PowerCharge Energy Series, Adjustable 80A/48A/40A/32A, Pedestal Mount, Dual Port, 3.5" LCD Display, RFID Reader, Gateway 4G, Cable Retractor | EA | 8467 | 8297.66 | 0.02 | N/A | 60 DAYS | CONUS/OCONUS | Commercial | 7.6kW/ 9.6kW/ 11.5kW/ 19.2kW | 80A | 99%+ | Yes | 2 | SAE J1772 | 18 | RFID, Mobile App, QR | Yes | Standard | Yes | N/A | No | Pedestal | UL 50/991/1449/1998/2231/2594; FCC Part 15B; FCC Part 15.225 (RFID 13.56MHz); FCC Part 15.247 (WLAN 2.4GHz); FCC Part 27 (AT&T) or; FCC Part 27 (Verizon); Energy Star (#E354962);UL 354962; ADA Compliant | 3 Year (Parts) -Standard, hardware exchange program | RFID, App, QR | Yes - both
47QMCA22A0006 | DISTRICT FLEET, LLC | ChargePoint | Yes - comes with ChargePoint Software | CP6623B-50A-L7 | N/A | ChargePoint CP6000 Omni Port | CP6623, NA, AC Station, 2 x Type 1 Cable, 2 x Omni port holsters (enables J1772 and/or NACS vehicle charging), 50A, 1 Phase, 23' Cable, 8' Cable Management Kit, Wall Mount, 8" Touch Display, Contactless Credit Card and RFID Reader, Cellular, UL, Power Share Jumper, 2 YR Parts Warranty |  | 10373.68 | 10166.2064 | 2% | N/A | 90 DAYS | CONUS/OCONUS | Commercial | 12kW | 50A | N/A | Yes | 2 | SAE J1772 / J3400 NACS | 23 | RFID, Mobile App, Contactless Credit Card | yes | Standard | Yes |  | No | Wall | UL and C-UL listed; complies with UL2594, UL2231-1, UL 2231-2. NEC Article 625 compliant. For Canada CSA C22.2, No. 280, 281.1, 281.2, CED UL and C-UL listed per UL916 Energy Management Equipment | two year standard parts only warranty; additional years of coverage are available under our Assure Program: https://www.chargepoint.com/products/service | Contactless Credit Card, RFID, Tap to Pay with Mobile app, call center, roaming | Yes
47QMCA22A0006 | DISTRICT FLEET, LLC | ChargePoint | Yes - comes with ChargePoint Software | CP6611B-50A-L5.5 | N/A | ChargePoint CP6000 Omni Port | CP6611, NA, AC Station, 1 x Type 1 Cable, 1 x Omni port holster (enables J1772 and/or NACS vehicle charging), 50A, 1-Phase, 18' Cable, 6' Cable Management Kit, Pedestal Mount, 8" Touch Display, Contactless Credit Card and RFID Reader, Cellular, UL, Power Share Jumper, 2 YR Parts Warranty |  | 6982.93 | 6843.2714 | 2% | N/A | 90 DAYS | CONUS/OCONUS | Commercial | 12kW | 50A | N/A | Yes | 2 | SAE J1772 / J3400 NACS | 18 | RFID, Mobile App, Contactless Credit Card | yes | Standard | Yes |  | No | Pedestal | UL and C-UL listed; complies with UL2594, UL2231-1, UL 2231-2. NEC Article 625 compliant. For Canada CSA C22.2, No. 280, 281.1, 281.2, CED UL and C-UL listed per UL916 Energy Management Equipment | two year standard parts only warranty; additional years of coverage are available under our Assure Program: https://www.chargepoint.com/products/service | Contactless Credit Card, RFID, Tap to Pay with Mobile app, call center, roaming | Yes
47QMCA22A0006 | DISTRICT FLEET, LLC | ChargePoint | Yes - comes with ChargePoint Software | CP6613B-50A-L5.5 | N/A | ChargePoint CP6000 Omni Port | CP6613, NA, AC Station, 1 x Type 1 Cable, 1 x Omni port holster (enables J1772 and/or NACS vehicle charging), 50A, 1-Phase, 18' Cable, 6' Cable Management Kit, Wall Mount, 8" Touch Display, Contactless Credit Card and RFID Reader, Cellular, UL, Power Share Jumper, 2 YR Parts Warranty |  | 6982.93 | 6843.2714 | 2% | N/A | 90 DAYS | CONUS/OCONUS | Commercial | 12kW | 50A | N/A | Yes | 2 | SAE J1772 / J3400 NACS | 23 | RFID, Mobile App, Contactless Credit Card | yes | Standard | Yes |  | No | Wall | UL and C-UL listed; complies with UL2594, UL2231-1, UL 2231-2. NEC Article 625 compliant. For Canada CSA C22.2, No. 280, 281.1, 281.2, CED UL and C-UL listed per UL916 Energy Management Equipment | two year standard parts only warranty; additional years of coverage are available under our Assure Program: https://www.chargepoint.com/products/service | Contactless Credit Card, RFID, Tap to Pay with Mobile app, call center, roaming | Yes
47QMCA22A0006 | DISTRICT FLEET, LLC | ChargePoint | Yes - comes with ChargePoint Software | CP6611B-50A-L7 | N/A | ChargePoint CP6000 Omni Port | CP6611, NA, AC Station, 1 x Type 1 Cable, 1 x Omni port holster (enables J1772 and/or NACS vehicle charging), 50A, 1 Phase, 23' Cable, 8' Cable Management Kit, Pedestal Mount, 8" Touch Display, Contactless Credit Card and RFID Reader, Cellular, UL, Power Share Jumper, 2 YR Parts Warranty |  | 7571.43 | 7420.0014 | 2% | N/A | 90 DAYS | CONUS/OCONUS | Commercial | 12kW | 50A | N/A | Yes | 2 | SAE J1772 / J3400 NACS | 23 | RFID, Mobile App, Contactless Credit Card | yes | Standard | Yes |  | No | Pedestal | UL and C-UL listed; complies with UL2594, UL2231-1, UL 2231-2. NEC Article 625 compliant. For Canada CSA C22.2, No. 280, 281.1, 281.2, CED UL and C-UL listed per UL916 Energy Management Equipment | two year standard parts only warranty; additional years of coverage are available under our Assure Program: https://www.chargepoint.com/products/service | Contactless Credit Card, RFID, Tap to Pay with Mobile app, call center, roaming | Yes
47QMCA22A0006 | DISTRICT FLEET, LLC | ChargePoint | Yes - comes with ChargePoint Software | CP6613B-50A-L7 | N/A | ChargePoint CP6000 Omni Port | CP6613, NA, AC Station, 1 x Type 1 Cable, 1 x Omni port holster (enables J1772 and/or NACS vehicle charging), 50A, 1 Phase, 23' Cable, 8' Cable Management Kit, Wall Mount, 8" Touch Display, Contactless Credit Card and RFID Reader, Cellular, UL, Power Share Jumper, 2 YR Parts Warranty |  | 7571.43 | 7420.0014 | 2% | N/A | 90 DAYS | CONUS/OCONUS | Commercial | 12kW | 50A | N/A | Yes | 2 | SAE J1772 / J3400 NACS | 23 | RFID, Mobile App, Contactless Credit Card | yes | Standard | Yes |  | No | Wall | UL and C-UL listed; complies with UL2594, UL2231-1, UL 2231-2. NEC Article 625 compliant. For Canada CSA C22.2, No. 280, 281.1, 281.2, CED UL and C-UL listed per UL916 Energy Management Equipment | two year standard parts only warranty; additional years of coverage are available under our Assure Program: https://www.chargepoint.com/products/service | Contactless Credit Card, RFID, Tap to Pay with Mobile app, call center, roaming | Yes
47QMCA22A0006 | DISTRICT FLEET, LLC | ChargePoint | Yes - comes with ChargePoint Software | CP6621B-80A-L5.5 | N/A | ChargePoint CP6000 Omni Port | CP6621, NA, AC Station, 2 x Type 1 Cable, 2 x Omni port holsters (enables J1772 and/or NACS vehicle charging), 80A, 1-Phase, 18' Cable, 6' Cable Management Kit, Pedestal Mount, 8" Touch Display, Contactless Credit Card and RFID Reader, Cellular, UL, Energy Star, Power Share Jumper, 2 YR Parts Warranty |  | 13431.68 | 13163.0464 | 2% | N/A | 90 DAYS | CONUS/OCONUS | Commercial | 19.2 | 80A | N/A | Yes | 2 | SAE J1772 / J3400 NACS | 18 | RFID, Mobile App, Contactless Credit Card | yes | Standard | Yes |  | No | Pedestal | UL and C-UL listed; complies with UL2594, UL2231-1, UL 2231-2. NEC Article 625 compliant. For Canada CSA C22.2, No. 280, 281.1, 281.2, CED UL and C-UL listed per UL916 Energy Management Equipment | two year standard parts only warranty; additional years of coverage are available under our Assure Program: https://www.chargepoint.com/products/service | Contactless Credit Card, RFID, Tap to Pay with Mobile app, call center, roaming | Yes
47QMCA22A0006 | DISTRICT FLEET, LLC | ChargePoint | Yes - comes with ChargePoint Software | CP6623B-80A-L5.5 | N/A | ChargePoint CP6000 Omni Port | CP6623, NA, AC Station, 2 x Type 1 Cable, 2 x Omni port holsters (enables J1772 and/or NACS vehicle charging), 80A, 1-Phase, 18' Cable, 6' Cable Management Kit, Wall Mount, 8" Touch Display, Contactless Credit Card and RFID Reader, Cellular, UL, Energy Star, Power Share Jumper, 2 YR Parts Warranty |  | 13431.68 | 13163.0464 | 2% | N/A | 90 DAYS | CONUS/OCONUS | Commercial | 19.2 | 80A | N/A | Yes | 2 | SAE J1772 / J3400 NACS | 18 | RFID, Mobile App, Contactless Credit Card | yes | Standard | Yes |  | No | Wall | UL and C-UL listed; complies with UL2594, UL2231-1, UL 2231-2. NEC Article 625 compliant. For Canada CSA C22.2, No. 280, 281.1, 281.2, CED UL and C-UL listed per UL916 Energy Management Equipment | two year standard parts only warranty; additional years of coverage are available under our Assure Program: https://www.chargepoint.com/products/service | Contactless Credit Card, RFID, Tap to Pay with Mobile app, call center, roaming | Yes
47QMCA22A0006 | DISTRICT FLEET, LLC | ChargePoint | Yes - comes with ChargePoint Software | CP6621B-80A-L7 | N/A | ChargePoint CP6000 Omni Port | CP6621, NA, AC Station, 2 x Type 1 Cable, 2 x Omni port holsters (enables J1772 and/or NACS vehicle charging), 80A, 1 Phase, 23' Cable, 8' Cable Management Kit, Pedestal Mount, 8" Touch Display, Contactless Credit Card and RFID Reader, Cellular, UL, Power Share Jumper, 2 YR Parts Warranty |  | 14153.47 | 13870.4006 | 2% | N/A | 90 DAYS | CONUS/OCONUS | Commercial | 19.2 | 80A | N/A | Yes | 2 | SAE J1772 / J3400 NACS | 23 | RFID, Mobile App, Contactless Credit Card | yes | Standard | Yes |  | No | Pedestal | UL and C-UL listed; complies with UL2594, UL2231-1, UL 2231-2. NEC Article 625 compliant. For Canada CSA C22.2, No. 280, 281.1, 281.2, CED UL and C-UL listed per UL916 Energy Management Equipment | two year standard parts only warranty; additional years of coverage are available under our Assure Program: https://www.chargepoint.com/products/service | Contactless Credit Card, RFID, Tap to Pay with Mobile app, call center, roaming | Yes
47QMCA22A0006 | DISTRICT FLEET, LLC | ChargePoint | Yes - comes with ChargePoint Software | CP6623B-80A-L7 | N/A | ChargePoint CP6000 Omni Port | CP6623, NA, AC Station, 2 x Type 1 Cable, 2 x Omni port holsters (enables J1772 and/or NACS vehicle charging), 80A, 1 Phase, 23' Cable, 8' Cable Management Kit, Wall Mount, 8" Touch Display, Contactless Credit Card and RFID Reader, Cellular, UL, Power Share Jumper, 2 YR Parts Warranty |  | 14153.47 | 13870.4006 | 2% | N/A | 90 DAYS | CONUS/OCONUS | Commercial | 19.2 | 80A | N/A | Yes | 2 | SAE J1772 / J3400 NACS | 23 | RFID, Mobile App, Contactless Credit Card | yes | Standard | Yes |  | No | Wall | UL and C-UL listed; complies with UL2594, UL2231-1, UL 2231-2. NEC Article 625 compliant. For Canada CSA C22.2, No. 280, 281.1, 281.2, CED UL and C-UL listed per UL916 Energy Management Equipment | two year standard parts only warranty; additional years of coverage are available under our Assure Program: https://www.chargepoint.com/products/service | Contactless Credit Card, RFID, Tap to Pay with Mobile app, call center, roaming | Yes
47QMCA22A0006 | DISTRICT FLEET, LLC | ChargePoint | Yes - comes with ChargePoint Software | CP6611B-80A-L5.5 | N/A | ChargePoint CP6000 Omni Port | CP6611, NA, AC Station, 1 x Type 1 Cable, 1 x Omni port holster (enables J1772 and/or NACS vehicle charging), 80A, 1-Phase, 18' Cable, 6' Cable Management Kit, Pedestal Mount, 8" Touch Display, Contactless Credit Card and RFID Reader, Cellular, UL, Power Share Jumper, 2 YR Parts Warranty |  | 8686.21 | 8512.4858 | 2% | N/A | 90 DAYS | CONUS/OCONUS | Commercial | 19.2 | 80A | N/A | Yes | 2 | SAE J1772 / J3400 NACS | 18 | RFID, Mobile App, Contactless Credit Card | yes | Standard | Yes |  | No | Pedestal | UL and C-UL listed; complies with UL2594, UL2231-1, UL 2231-2. NEC Article 625 compliant. For Canada CSA C22.2, No. 280, 281.1, 281.2, CED UL and C-UL listed per UL916 Energy Management Equipment | two year standard parts only warranty; additional years of coverage are available under our Assure Program: https://www.chargepoint.com/products/service | Contactless Credit Card, RFID, Tap to Pay with Mobile app, call center, roaming | Yes
47QMCA22A0006 | DISTRICT FLEET, LLC | ChargePoint | Yes - comes with ChargePoint Software | CP6613B-80A-L5.5 | N/A | ChargePoint CP6000 Omni Port | CP6613, NA, AC Station, 1 x Type 1 Cable, 1 x Omni port holster (enables J1772 and/or NACS vehicle charging), 80A, 1-Phase, 18' Cable, 6' Cable Management Kit, Wall Mount, 8" Touch Display, Contactless Credit Card and RFID Reader, Cellular, UL, Power Share Jumper, 2 YR Parts Warranty |  | 8686.21 | 8512.4858 | 2% | N/A | 90 DAYS | CONUS/OCONUS | Commercial | 19.2 | 80A | N/A | Yes | 2 | SAE J1772 / J3400 NACS | 18 | RFID, Mobile App, Contactless Credit Card | yes | Standard | Yes |  | No | Wall | UL and C-UL listed; complies with UL2594, UL2231-1, UL 2231-2. NEC Article 625 compliant. For Canada CSA C22.2, No. 280, 281.1, 281.2, CED UL and C-UL listed per UL916 Energy Management Equipment | two year standard parts only warranty; additional years of coverage are available under our Assure Program: https://www.chargepoint.com/products/service | Contactless Credit Card, RFID, Tap to Pay with Mobile app, call center, roaming | Yes
47QMCA22A0006 | DISTRICT FLEET, LLC | ChargePoint | Yes - comes with ChargePoint Software | CP6611B-80A-L7 | N/A | ChargePoint CP6000 Omni Port | CP6611, NA, AC Station, 1 x Type 1 Cable, 1 x Omni port holster (enables J1772 and/or NACS vehicle charging), 80A, 1 Phase, 23' Cable, 8' Cable Management Kit, Pedestal Mount, 8" Touch Display, Contactless Credit Card and RFID Reader, Cellular, UL, Power Share Jumper, 2 YR Parts Warranty |  | 9274.7 | 9089.206 | 2% | N/A | 90 DAYS | CONUS/OCONUS | Commercial | 19.2 | 80A | N/A | Yes | 2 | SAE J1772 / J3400 NACS | 23 | RFID, Mobile App, Contactless Credit Card | yes | Standard | Yes |  | No | Pedestal | UL and C-UL listed; complies with UL2594, UL2231-1, UL 2231-2. NEC Article 625 compliant. For Canada CSA C22.2, No. 280, 281.1, 281.2, CED UL and C-UL listed per UL916 Energy Management Equipment | two year standard parts only warranty; additional years of coverage are available under our Assure Program: https://www.chargepoint.com/products/service | Contactless Credit Card, RFID, Tap to Pay with Mobile app, call center, roaming | Yes
47QMCA22A0006 | DISTRICT FLEET, LLC | ChargePoint | Yes - comes with ChargePoint Software | CP6613B-80A-L7 | N/A | ChargePoint CP6000 Omni Port | CP6613, NA, AC Station, 1 x Type 1 Cable, 1 x Omni port holster (enables J1772 and/or NACS vehicle charging), 80A, 1 Phase, 23' Cable, 8' Cable Management Kit, Wall Mount, 8" Touch Display, Contactless Credit Card and RFID Reader, Cellular, UL, Power Share Jumper, 2 YR Parts Warranty |  | 9274.7 | 9089.206 | 2% | N/A | 90 DAYS | CONUS/OCONUS | Commercial | 19.2 | 80A | N/A | Yes | 2 | SAE J1772 / J3400 NACS | 23 | RFID, Mobile App, Contactless Credit Card | yes | Standard | Yes |  | No | Wall | UL and C-UL listed; complies with UL2594, UL2231-1, UL 2231-2. NEC Article 625 compliant. For Canada CSA C22.2, No. 280, 281.1, 281.2, CED UL and C-UL listed per UL916 Energy Management Equipment | two year standard parts only warranty; additional years of coverage are available under our Assure Program: https://www.chargepoint.com/products/service | Contactless Credit Card, RFID, Tap to Pay with Mobile app, call center, roaming | Yes
47QMCA22A0006 | DISTRICT FLEET, LLC | ChargePoint | Yes - comes with ChargePoint Software | CP6621B-80A-L5.5-FHWA | N/A | ChargePoint CP6000 Omni Port | BUY AMERICA FHWA compliant. CP6621, NA, AC Station, 2 x Type 1 Cable, 2 x Omni port holsters (enables J1772 and/or NACS vehicle charging), 80A, 1-Phase, 18' Cable, 6' Cable Management Kit, Pedestal Mount, 8" Touch Display, Contactless Credit Card and RFID Reader, Cellular, UL, Energy Star, Power Share Jumper, 2 YR Parts Warranty |  | 16869.82 | 16532.4236 | 2% | N/A | 90 DAYS | CONUS/OCONUS | Commercial | 19.2 | 80A | N/A | Yes | 2 | SAE J1772 / J3400 NACS | 18 | RFID, Mobile App, Contactless Credit Card | yes | Standard | Yes |  | No | Pedestal | UL and C-UL listed; complies with UL2594, UL2231-1, UL 2231-2. NEC Article 625 compliant. For Canada CSA C22.2, No. 280, 281.1, 281.2, CED UL and C-UL listed per UL916 Energy Management Equipment | two year standard parts only warranty; additional years of coverage are available under our Assure Program: https://www.chargepoint.com/products/service | Contactless Credit Card, RFID, Tap to Pay with Mobile app, call center, roaming | Yes
47QMCA22A0006 | DISTRICT FLEET, LLC | ChargePoint | Yes - comes with ChargePoint Software | CP6621B-80A-L7-FHWA | N/A | ChargePoint CP6000 Omni Port | BUY AMERICA FHWA compliant. CP6621, NA, AC Station, 2 x Type 1 Cable, 2 x Omni port holsters (enables J1772 and/or NACS vehicle charging), 80A, 1 Phase, 23' Cable, 8' Cable Management Kit, Pedestal Mount, 8" Touch Display, Contactless Credit Card and RFID Reader, Cellular, UL, Power Share Jumper, 2 YR Parts Warranty |  | 17727.88 | 17373.3224 | 2% | N/A | 90 DAYS | CONUS/OCONUS | Commercial | 19.2 | 80A | N/A | Yes | 2 | SAE J1772 / J3400 NACS | 23 | RFID, Mobile App, Contactless Credit Card | yes | Standard | Yes |  | No | Pedestal | UL and C-UL listed; complies with UL2594, UL2231-1, UL 2231-2. NEC Article 625 compliant. For Canada CSA C22.2, No. 280, 281.1, 281.2, CED UL and C-UL listed per UL916 Energy Management Equipment | two year standard parts only warranty; additional years of coverage are available under our Assure Program: https://www.chargepoint.com/products/service | Contactless Credit Card, RFID, Tap to Pay with Mobile app, call center, roaming | Yes
47QMCA22A0006 | DISTRICT FLEET, LLC | ChargePoint | Yes - comes with ChargePoint Software | CP6611B-80A-L5.5-FHWA | N/A | ChargePoint CP6000 Omni Port | BUY AMERICA FHWA compliant. CP6611, NA, AC Station, 1 x Type 1 Cable, 1 x Omni port holster (enables J1772 and/or NACS vehicle charging), 80A, 1-Phase, 18' Cable, 6' Cable Management Kit, Pedestal Mount, 8" Touch Display, Contactless Credit Card and RFID Reader, Cellular, UL, Power Share Jumper, 2 YR Parts Warranty |  | 10892.07 | 10674.2286 | 2% | N/A | 90 DAYS | CONUS/OCONUS | Commercial | 19.2 | 80A | N/A | Yes | 2 | SAE J1772 / J3400 NACS | 18 | RFID, Mobile App, Contactless Credit Card | yes | Standard | Yes |  | No | Pedestal | UL and C-UL listed; complies with UL2594, UL2231-1, UL 2231-2. NEC Article 625 compliant. For Canada CSA C22.2, No. 280, 281.1, 281.2, CED UL and C-UL listed per UL916 Energy Management Equipment | two year standard parts only warranty; additional years of coverage are available under our Assure Program: https://www.chargepoint.com/products/service | Contactless Credit Card, RFID, Tap to Pay with Mobile app, call center, roaming | Yes
47QMCA22A0006 | DISTRICT FLEET, LLC | ChargePoint | Yes - comes with ChargePoint Software | CP6611B-80A-L7-FHWA | N/A | ChargePoint CP6000 Omni Port | BUY AMERICA FHWA compliant. CP6611, NA, AC Station, 1 x Type 1 Cable, 1 x Omni port holster (enables J1772 and/or NACS vehicle charging), 80A, 1 Phase, 23' Cable, 8' Cable Management Kit, Pedestal Mount, 8" Touch Display, Contactless Credit Card and RFID Reader, Cellular, UL, Power Share Jumper, 2 YR Parts Warranty |  | 11616.83 | 11384.4934 | 2% | N/A | 90 DAYS | CONUS/OCONUS | Commercial | 19.2 | 80A | N/A | Yes | 2 | SAE J1772 / J3400 NACS | 23 | RFID, Mobile App, Contactless Credit Card | yes | Standard | Yes |  | No | Pedestal | UL and C-UL listed; complies with UL2594, UL2231-1, UL 2231-2. NEC Article 625 compliant. For Canada CSA C22.2, No. 280, 281.1, 281.2, CED UL and C-UL listed per UL916 Energy Management Equipment | two year standard parts only warranty; additional years of coverage are available under our Assure Program: https://www.chargepoint.com/products/service | Contactless Credit Card, RFID, Tap to Pay with Mobile app, call center, roaming | Yes
47QMCA22A0006 | DISTRICT FLEET, LLC | ChargePoint | Yes - comes with ChargePoint Software | CP6623B-80A-L5.5-FHWA | N/A | ChargePoint CP6000 Omni Port | BUY AMERICA FHWA compliant. CP6623, NA, AC Station, 2 x Type 1 Cable, 2 x Omni port holsters (enables J1772 and/or NACS vehicle charging), 80A, 1-Phase, 18' Cable, 6' Cable Management Kit, Wall Mount, 8" Touch Display, Contactless Credit Card and RFID Reader, Cellular, UL, Energy Star, Power Share Jumper, 2 YR Parts Warranty |  | 16869.82 | 16532.4236 | 2% | N/A | 90 DAYS | CONUS/OCONUS | Commercial | 19.2 | 80A | N/A | Yes | 2 | SAE J1772 / J3400 NACS | 18 | RFID, Mobile App, Contactless Credit Card | yes | Standard | Yes |  | No | Wall | UL and C-UL listed; complies with UL2594, UL2231-1, UL 2231-2. NEC Article 625 compliant. For Canada CSA C22.2, No. 280, 281.1, 281.2, CED UL and C-UL listed per UL916 Energy Management Equipment | two year standard parts only warranty; additional years of coverage are available under our Assure Program: https://www.chargepoint.com/products/service | Contactless Credit Card, RFID, Tap to Pay with Mobile app, call center, roaming | Yes
47QMCA22A0006 | DISTRICT FLEET, LLC | ChargePoint | Yes - comes with ChargePoint Software | CP6613B-80A-L5.5-FHWA | N/A | ChargePoint CP6000 Omni Port | BUY AMERICA FHWA compliant. CP6613, NA, AC Station, 1 x Type 1 Cable, 1 x Omni port holster (enables J1772 and/or NACS vehicle charging), 80A, 1-Phase, 18' Cable, 6' Cable Management Kit, Wall Mount, 8" Touch Display, Contactless Credit Card and RFID Reader, Cellular, UL, Power Share Jumper, 2 YR Parts Warranty |  | 10892.07 | 10674.2286 | 2% | N/A | 90 DAYS | CONUS/OCONUS | Commercial | 19.2 | 80A | N/A | Yes | 2 | SAE J1772 / J3400 NACS | 18 | RFID, Mobile App, Contactless Credit Card | yes | Standard | Yes |  | No | Wall | UL and C-UL listed; complies with UL2594, UL2231-1, UL 2231-2. NEC Article 625 compliant. For Canada CSA C22.2, No. 280, 281.1, 281.2, CED UL and C-UL listed per UL916 Energy Management Equipment | two year standard parts only warranty; additional years of coverage are available under our Assure Program: https://www.chargepoint.com/products/service | Contactless Credit Card, RFID, Tap to Pay with Mobile app, call center, roaming | Yes
47QMCA22A0006 | DISTRICT FLEET, LLC | ChargePoint | Yes - comes with ChargePoint Software | CP6623B-80A-L7-FHWA | N/A | ChargePoint CP6000 Omni Port | BUY AMERICA FHWA compliant. CP6623, NA, AC Station, 2 x Type 1 Cable, 2 x Omni port holsters (enables J1772 and/or NACS vehicle charging), 80A, 1 Phase, 23' Cable, 8' Cable Management Kit, Wall Mount, 8" Touch Display, Contactless Credit Card and RFID Reader, Cellular, UL, Power Share Jumper, 2 YR Parts Warranty |  | 17727.88 | 17373.3224 | 2% | N/A | 90 DAYS | CONUS/OCONUS | Commercial | 19.2 | 80A | N/A | Yes | 2 | SAE J1772 / J3400 NACS | 23 | RFID, Mobile App, Contactless Credit Card | yes | Standard | Yes |  | No | Wall | UL and C-UL listed; complies with UL2594, UL2231-1, UL 2231-2. NEC Article 625 compliant. For Canada CSA C22.2, No. 280, 281.1, 281.2, CED UL and C-UL listed per UL916 Energy Management Equipment | two year standard parts only warranty; additional years of coverage are available under our Assure Program: https://www.chargepoint.com/products/service | Contactless Credit Card, RFID, Tap to Pay with Mobile app, call center, roaming | Yes
47QMCA22A0006 | DISTRICT FLEET, LLC | ChargePoint | Yes - comes with ChargePoint Software | CP6613B-80A-L7-FHWA | N/A | ChargePoint CP6000 Omni Port | BUY AMERICA FHWA compliant. CP6613, NA, AC Station, 1 x Type 1 Cable, 1 x Omni port holster (enables J1772 and/or NACS vehicle charging), 80A, 1 Phase, 23' Cable, 8' Cable Management Kit, Wall Mount, 8" Touch Display, Contactless Credit Card and RFID Reader, Cellular, UL, Power Share Jumper, 2 YR Parts Warranty |  | 11616.83 | 11384.4934 | 2% | N/A | 90 DAYS | CONUS/OCONUS | Commercial | 19.2 | 80A | N/A | Yes | 2 | SAE J1772 / J3400 NACS | 23 | RFID, Mobile App, Contactless Credit Card | yes | Standard | Yes |  | No | Wall | UL and C-UL listed; complies with UL2594, UL2231-1, UL 2231-2. NEC Article 625 compliant. For Canada CSA C22.2, No. 280, 281.1, 281.2, CED UL and C-UL listed per UL916 Energy Management Equipment | two year standard parts only warranty; additional years of coverage are available under our Assure Program: https://www.chargepoint.com/products/service | Contactless Credit Card, RFID, Tap to Pay with Mobile app, call center, roaming | Yes
47QMCA22A0006 | DISTRICT FLEET, LLC | BTC Power | Yes - Comes with Chargie Software | L2P-80-240-15-001 | N/A | BTC Power L2 MAX Dual 80A | BTC Power L2 MAX Dual Port, 80A, Pedestal, Gateway, 7" Color LCD, RFID, OCPP 2.0.1, with Cable Retractors |  | 8819.51 | 8643.1198 | 2% | N/A | 90 DAYS | CONUS/OCONUS | Commercial | 19.2 | 240/208 VAC, 80A Load | 99%+ | Yes | 2 | SAE J1772 | 25 | RFID, Mobile App, and QR | Yes | Standard | Yes | N/A | No | Pedestal | ETL Certified; Complies with UL 2594, UL 2231-1, UL 2231-2, and NEC Article 625, EMC: FCC Part 15 Class A | 2-year manufacturers warranty, parts only, begins on date of installation or 60-days from the ship date from the factory, whichever occurs first. | RFID, Credit Card, EMV, QR Code, ISO 15118 (optional) | Yes - both
47QMCA22A0006 | DISTRICT FLEET, LLC | BTC Power | Yes - Comes with Chargie Software | L2P-80-240-16-001 | N/A | BTC Power L2 MAX Single 80A | BTC Power L2 MAX Single Port, 80A, Pedestal, Gateway, 7" Color LCD, RFID, OCPP 2.0.1, with Cable Retractors |  | 6845.68 | 6708.7664 | 2% | N/A | 90 DAYS | CONUS/OCONUS | Commercial | 19.2 | 240/208 VAC, 80A Load | 99%+ | Yes | 2 | SAE J1772 | 25 | RFID, Mobile App, and QR | Yes | Standard | Yes | N/A | No | Pedestal | ETL Certified; Complies with UL 2594, UL 2231-1, UL 2231-2, and NEC Article 625, EMC: FCC Part 15 Class A | 2-year manufacturers warranty, parts only, begins on date of installation or 60-days from the ship date from the factory, whichever occurs first. | RFID, Credit Card, EMV, QR Code, ISO 15118 (optional) | Yes - both
47QMCA22A0006 | DISTRICT FLEET, LLC | BTC Power | Yes - Comes with Chargie Software | L2P-48-240-15-001 | N/A | BTC Power L2 MAX Dual 48A | BTC Power L2 MAX Dual Port ,48A, Pedestal, Gateway, 7" Color LCD, RFID, OCPP 2.0.1, with Cable Retractors |  | 8161.89 | 7998.6522 | 2% | N/A | 90 DAYS | CONUS/OCONUS | Commercial | 9.6 | 240/208 VAC, 40A Load | 99%+ | Yes | 2 | SAE J1772 | 25 | RFID, Mobile App, and QR | Yes | Standard | Yes | N/A | No | Pedestal | ETL Certified; Complies with UL 2594, UL 2231-1, UL 2231-2, and NEC Article 625, EMC: FCC Part 15 Class A | 2-year manufacturers warranty, parts only, begins on date of installation or 60-days from the ship date from the factory, whichever occurs first. | RFID, Credit Card, EMV, QR Code, ISO 15118 (optional) | Yes - both
47QMCA22A0006 | DISTRICT FLEET, LLC | BTC Power | Yes - Comes with Chargie Software | L2P-48-240-16-001 | N/A | BTC Power L2 MAX Single 48A | BTC Power L2 MAX Single Port, 48A, Pedestal, Gateway, 7" Color LCD, RFID, OCPP 2.0.1, with Cable Retractors |  | 6318.41 | 6192.0418 | 2% | N/A | 90 DAYS | CONUS/OCONUS | Commercial | 9.6 | 240/208 VAC, 40A Load | 99%+ | Yes | 2 | SAE J1772 | 25 | RFID, Mobile App, and QR | Yes | Standard | Yes | N/A | No | Pedestal | ETL Certified; Complies with UL 2594, UL 2231-1, UL 2231-2, and NEC Article 625, EMC: FCC Part 15 Class A | 2-year manufacturers warranty, parts only, begins on date of installation or 60-days from the ship date from the factory, whichever occurs first. | RFID, Credit Card, EMV, QR Code, ISO 15118 (optional) | Yes - both
47QMCA22A0006 | DISTRICT FLEET, LLC | BTC Power | Yes - Comes with Chargie Software | L2P-32-240-15-001 | N/A | BTC Power L2 MAX Dual 32A | BTC Power L2 MAX Dual Port, 32A, Pedestal, Gateway, 7" Color LCD, RFID, OCPP 2.0.1, with Cable Retractors |  | 7701.76 | 7547.7248 | 2% | N/A | 90 DAYS | CONUS/OCONUS | Commercial | 7.6 | 240/208 VAC, 30A Load | 99%+ | Yes | 2 | SAE J1772 | 25 | RFID, Mobile App, and QR | Yes | Standard | Yes | N/A | No | Pedestal | ETL Certified; Complies with UL 2594, UL 2231-1, UL 2231-2, and NEC Article 625, EMC: FCC Part 15 Class A | 2-year manufacturers warranty, parts only, begins on date of installation or 60-days from the ship date from the factory, whichever occurs first. | RFID, Credit Card, EMV, QR Code, ISO 15118 (optional) | Yes - both
47QMCA22A0006 | DISTRICT FLEET, LLC | BTC Power | Yes - Comes with Chargie Software | L2P-32-240-16-001 | N/A | BTC Power L2 MAX Single 32A | BTC Power L2 MAX Single Port, 32A, Pedestal, Gateway, 7" Color LCD, RFID, OCPP 2.0.1, with Cable Retractors |  | 5924.43 | 5805.9414 | 2% | N/A | 90 DAYS | CONUS/OCONUS | Commercial | 7.6 | 240/208 VAC, 30A Load | 99%+ | Yes | 2 | SAE J1772 | 25 | RFID, Mobile App, and QR | Yes | Standard | Yes | N/A | No | Pedestal | ETL Certified; Complies with UL 2594, UL 2231-1, UL 2231-2, and NEC Article 625, EMC: FCC Part 15 Class A | 2-year manufacturers warranty, parts only, begins on date of installation or 60-days from the ship date from the factory, whichever occurs first. | RFID, Credit Card, EMV, QR Code, ISO 15118 (optional) | Yes - both
47QMCA22A0006 | DISTRICT FLEET, LLC | ChargePoint | Yes - comes with ChargePoint Software | GOV-CAAS-CP6000-36MON | N/A | GOV-CAAS-CP6000-36MON | District Fleet GOV CAAS Subscription Bundle: Turnkey plan includes remote site plan and feasability analysis, EVSE hardware (ChargePoint CP6021) AC Station, 2 x Type 1 Cable, 80A, 1 Phase, 23' Cable, 8' Cable Management Kit, Pedestal Mount, 8" Touch Display, Contactless Credit Card and RFID Reader, Cellular/WIFI, UL, Energy Star, Power Share Jumper, Basic Installation (No Construction), ChargePoint Commercial Cloud (CPCLD-COMMERCIAL-3) network plan subscription,ChargePoint 3YR Assure Operations and Maintenance Plan, CPSUPPORT-ACTIVE station activatio for a 36 Month Term. "Make Ready" installaiton is the responsibility of the customer. |  | 630.95 | 618.331 | 2% | N/A | 90 DAYS | CONUS/OCONUS | Commercial | 19.2 | 80A | N/A | Yes | 2 | SAE J1772 | 23 | RFID, Mobile App, Contactless Credit Card | yes | Standard | Yes |  | No | Pedestal | UL and C-UL listed; complies with UL2594, UL2231-1, UL 2231-2. NEC Article 625 compliant. For Canada CSA C22.2, No. 280, 281.1, 281.2, CED UL and C-UL listed per UL916 Energy Management Equipment | 3YR Parts and Labor | Contactless Credit Card, RFID, Tap to Pay with Mobile app, call center, roaming | Yes
47QMCA22A0006 | DISTRICT FLEET, LLC | ChargePoint | Yes - comes with ChargePoint Software | GOV-CAAS-CP6000-60-MON | N/A | GOV-CAAS-CP6000-60-MON | District Fleet GOV CAAS Subscription Bundle: Turnkey plan includes remote site plan and evaluation, EVSE hardware (ChargePoint CP6021) AC Station, 2 x Type 1 Cable, 80A, 1 Phase, 23' Cable, 8' Cable Management Kit, Pedestal Mount, 8" Touch Display, Contactless Credit Card and RFID Reader, Cellular/WIFI, UL, Energy Star, Power Share Jumper, Basic Installation (No Construction), Software: ChargePoint Commercial Cloud (CPCLD-COMMERCIAL-5), Commercial Cloud Plan subscription with station management features such as: Custom Video uploads and Automatic Software Updates, driver and fleet management features including: Access Control and Pricing & Automatic Payment Collection, as well as energy and power management features which include Power Sharing. Real-time dashboards and reports provided for applicable features. Station Activatio, perations and Maintenance via ChargePoint 5YR Assure - 60 Month Term. |  | 422.61 | 414.1578 | 2% | N/A | 90 DAYS | CONUS/OCONUS | Commercial | 19.2 | 80A | N/A | Yes | 2 | SAE J1772 | 23 | RFID, Mobile App, Contactless Credit Card | yes | Standard | Yes |  | No | Pedestal | UL and C-UL listed; complies with UL2594, UL2231-1, UL 2231-2. NEC Article 625 compliant. For Canada CSA C22.2, No. 280, 281.1, 281.2, CED UL and C-UL listed per UL916 Energy Management Equipment | 5 Years Parts and Labor | Contactless Credit Card, RFID, Tap to Pay with Mobile app, call center, roaming | Yes
47QMCA22A0006 | DISTRICT FLEET, LLC | Chargie | Yes - Comes with Chargie Software | GOV-CAAS-D48A-PowerCharge-36MON | N/A | GOV-CAAS-Dual 48A-PowerCharge-36MON | District Fleet GOV CAAS Subscription Bundle: Turnkey plan includes remote site plan and evaluation, EVSE hardware (E48C03-DPP-CR). PowerCharge Energy Series, Adjustable 48A/40A/32A, Pedestal Mount, Dual Port, 3.5" LCD Display, RFID Reader, Gateway 4G, Cable Retractor, Basic Installation (No Construction), Software, Chargie Fleet Platform - 3YR FedRAMP authorized centralized live monitoring with a real-time dashboard. Energy consumption, meter data reporting, and cost analysis reports provided for applicable features. Driver management, vehicle and RFID registration, smart charging and demand management tools, payment collection, pricing tools, access controls, automatic software updates, remote station monitoring, and 24/7 customer support Includes network data package and Chargie L2 Connectivity Solution. Operations and Maintenance via Chargie GOV SLA - 3YR Direct technical support access, proactive monitoring, and alerting supported by 24/7 Network Operations Center (NOC). Expedited dispatch for break/fix, corrective maintenance field service. Includes cost of parts and labor for in warranty repair of Chargie Certified EVSE. 36 Month Term. |  | 449.27 | 440.2846 | 2% | N/A | 90 DAYS | CONUS/OCONUS | Commercial | 7.6kW/ 9.6kW/ 11.5kW/ | 11.5kW | 99%+ | Yes | 2 | SAE J1772 | 18 | RFID, Mobile App, QR | Yes | Standard | Yes | N/A | No | Pedestal | UL 50/991/1449/1998/2231/2594; FCC Part 15B; FCC Part 15.225 (RFID 13.56MHz); FCC Part 15.247 (WLAN 2.4GHz); FCC Part 27 (AT&T) or; FCC Part 27 (Verizon); Energy Star (#E354962);UL 354962; ADA Compliant | 3YR Parts and Labor | Contactless Credit Card, RFID, Tap to Pay with Mobile app, call center, roaming | Yes - both
47QMCA22A0006 | DISTRICT FLEET, LLC | Chargie | Yes - Comes with Chargie Software | GOV-CAAS-D48A-PowerCharge-60MON | N/A | GOV-CAAS-Dual 48A-PowerCharge-60MON | District Fleet GOV CAAS Subscription Bundle: Turnkey plan includes remote site plan and evaluation, EVSE hardware (E48C03-DPP-CR). PowerCharge Energy Series, Adjustable 48A/40A/32A, Pedestal Mount, Dual Port, 3.5" LCD Display, RFID Reader, Gateway 4G, Cable Retractor, Basic Installation (No Construction), Software, Chargie Fleet Platform - 5YR FedRAMP authorized centralized live monitoring with a real-time dashboard. Energy consumption, meter data reporting, and cost analysis reports provided for applicable features. Driver management, vehicle and RFID registration, smart charging and demand management tools, payment collection, pricing tools, access controls, automatic software updates, remote station monitoring, and 24/7 customer support Includes network data package and Chargie L2 Connectivity Solution. Operations and Maintenance via Chargie GOV SLA - 5 YR Direct technical support access, proactive monitoring, and alerting supported by 24/7 Network Operations Center (NOC). Expedited dispatch for break/fix, corrective maintenance field service. Includes cost of parts and labor for in warranty repair of Chargie Certified EVSE. 60 Month Term. |  | 311.03 | 304.8094 | 2% | N/A | 90 DAYS | CONUS/OCONUS | Commercial | 7.6kW/ 9.6kW/ 11.5kW | 11.5kW | 99%+ | Yes | 2 | SAE J1772 | 18 | RFID, Mobile App, QR | Yes | Standard | Yes | N/A | No | Pedestal | UL 50/991/1449/1998/2231/2594; FCC Part 15B; FCC Part 15.225 (RFID 13.56MHz); FCC Part 15.247 (WLAN 2.4GHz); FCC Part 27 (AT&T) or; FCC Part 27 (Verizon); Energy Star (#E354962);UL 354962; ADA Compliant | 5 Years Parts and Labor | Contactless Credit Card, RFID, Tap to Pay with Mobile app, call center, roaming | Yes - both
47QMCA22A0006 | DISTRICT FLEET, LLC | Chargie | Yes - Comes with Chargie Software | GOV-CAAS-D80A-PowerCharge-36MON | N/A | GOV-CAAS-Dual 80A-PowerCharge-36MON | District Fleet GOV CAAS Subscription Bundle: Turnkey plan includes remote site plan and evaluation, EVSE hardware (E80C03-DPP-CR). PowerCharge Energy Series, Adjustable 80A/64A/48A/40A/32A, Pedestal Mount, Dual Port, 3.5" LCD Display, RFID Reader, Gateway 4G, Cable Retractor, Basic Installation (No Construction), Software, Chargie Fleet Platform - 3YR FedRAMP authorized centralized live monitoring with a real-time dashboard. Energy consumption, meter data reporting, and cost analysis reports provided for applicable features. Driver management, vehicle and RFID registration, smart charging and demand management tools, payment collection, pricing tools, access controls, automatic software updates, remote station monitoring, and 24/7 customer support Includes network data package and Chargie L2 Connectivity Solution. Operations and Maintenance via Chargie GOV SLA - 3YR Direct technical support access, proactive monitoring, and alerting supported by 24/7 Network Operations Center (NOC). Expedited dispatch for break/fix, corrective maintenance field service. Includes cost of parts and labor for in warranty repair of Chargie Certified EVSE. 36 Month Term. |  | 549 | 538.02 | 2% | N/A | 90 DAYS | CONUS/OCONUS | Commercial | 7.6kW/ 9.6kW/ 11.5kW/ 19.2kW | 80A | 99%+ | Yes | 2 | SAE J1772 | 18 | RFID, Mobile App, QR | Yes | Standard | Yes | N/A | No | Pedestal | UL 50/991/1449/1998/2231/2594; FCC Part 15B; FCC Part 15.225 (RFID 13.56MHz); FCC Part 15.247 (WLAN 2.4GHz); FCC Part 27 (AT&T) or; FCC Part 27 (Verizon); Energy Star (#E354962);UL 354962; ADA Compliant | 3YR Parts and Labor | Contactless Credit Card, RFID, Tap to Pay with Mobile app, call center, roaming | Yes - both
47QMCA22A0006 | DISTRICT FLEET, LLC | Chargie | Yes - Comes with Chargie Software | GOV-CAAS-D80A-PowerCharge-60MON | N/A | GOV-CAAS-Dual 80A-PowerCharge-60MON | District Fleet GOV CAAS Subscription Bundle: Turnkey plan includes remote site plan and evaluation, EVSE hardware (E80C03-DPP-CR). PowerCharge Energy Series, Adjustable 80A/64A/48A/40A/32A, Pedestal Mount, Dual Port, 3.5" LCD Display, RFID Reader, Gateway 4G, Cable Retractor, Basic Installation (No Construction), Software, Chargie Fleet Platform - 5YR FedRAMP authorized centralized live monitoring with a real-time dashboard. Energy consumption, meter data reporting, and cost analysis reports provided for applicable features. Driver management, vehicle and RFID registration, smart charging and demand management tools, payment collection, pricing tools, access controls, automatic software updates, remote station monitoring, and 24/7 customer support Includes network data package and Chargie L2 Connectivity Solution. Operations and Maintenance via Chargie GOV SLA - 5 YR Direct technical support access, proactive monitoring, and alerting supported by 24/7 Network Operations Center (NOC). Expedited dispatch for break/fix, corrective maintenance field service. Includes cost of parts and labor for in warranty repair of Chargie Certified EVSE. 60 Month Term. |  | 360.4 | 353.192 | 2% | N/A | 90 DAYS | CONUS/OCONUS | Commercial | 7.6kW/ 9.6kW/ 11.5kW/ 19.2kW | 80A | 99%+ | Yes | 2 | SAE J1772 | 18 | RFID, Mobile App, QR | Yes | Standard | Yes | N/A | No | Pedestal | UL 50/991/1449/1998/2231/2594; FCC Part 15B; FCC Part 15.225 (RFID 13.56MHz); FCC Part 15.247 (WLAN 2.4GHz); FCC Part 27 (AT&T) or; FCC Part 27 (Verizon); Energy Star (#E354962);UL 354962; ADA Compliant | 5 Years Parts and Labor | Contactless Credit Card, RFID, Tap to Pay with Mobile app, call center, roaming | Yes - both
47QMCA22A0010 | LIOCE GROUP INC., THE | Blink Charging | No - Blink software is undergoing FedRAMP review and will not be available for ordering through the BPAs until this process is complete and the platform this product operates on receives an ATO designation or it has been determined does not require one. Purchase this product today through GSA Advantage, but agencies will need to evaluate each product at the agency level to ensure it meets all agency-specific privacy, IT, and cyber supply chain requirements. | L2-630-Full1-18 | L2-630-Full1-18 | Series 6 Single Plug Charging Station - 30A, 18' Cable | Blink Charging Co. Series 6 Single Plug Charging Station 30A (7.2kW @ 240V/6.24kW @ 208V). 18' cable with single J1772 Plug. Includes RFID Card reader, LED charging status lights, LCD screen, 1 year full replacement warranty and 1 year network service. Requires one of the following part numbers: Wall Mount Part number - L2-WM-S5-S6 ( Qty 1 Series 6 charging station, wall mount bracket) or, Single Pedestal Mount Part numbers - L2-SPM-S5-6 and Qty 1, L2-AP-U (Qty 1 Series 6 charging station, Qty 1 Single Pedestal mount and Qty 1 Anchor Plate) or, Dual Pedestal Mount Part numbers - L2-DPM-S5-S6 and, L2-AP-U (Qty 2 Series 6 charging stations, Qty 1 Dual Pedestal and Qty 1 Anchor Plate). Cable Management System options also available. No Commissioning fees. | EA | 3015.2544 | 2753.2288 | 8.69% | 1% for orders > $100k | 28 calendar days | CONUS | Commercial | 7.2kW | 30A | 0.95 | Yes | 1 | SAE J1772 | 18' | RFID, Mobile app, phone call, PlugShare | Yes | Standard | Yes | Yes | No | Wall or Pedestal | UL 2231-1, UL 2231-2, UL 2594, and NEC Article 625 compliant | One year full replacement warranty included | RFID, App, Phone Call | WEX
47QMCA22A0010 | LIOCE GROUP INC., THE | Blink Charging | No - Blink software is undergoing FedRAMP review and will not be available for ordering through the BPAs until this process is complete and the platform this product operates on receives an ATO designation or it has been determined does not require one. Purchase this product today through GSA Advantage, but agencies will need to evaluate each product at the agency level to ensure it meets all agency-specific privacy, IT, and cyber supply chain requirements. | L2-630-Full1-25 | L2-630-Full1-25 | Series 6 Single Plug Charging Station - 30A, 25' Cable | Blink Charging Co. Series 6 Single Plug Charging Station 30A (7.2kW @ 240V/6.24kW @ 208V). 25' cable with single J1772 Plug. Includes RFID Card reader, LED charging status lights, LCD screen, 1 year full replacement warranty and 1 year network service. Requires one of the following part numbers: Wall Mount Part number - L2-WM-S5-S6 ( Qty 1 Series 6 charging station, wall mount bracket) or, Single Pedestal Mount Part numbers - L2-SPM-S5-6 and Qty 1, L2-AP-U (Qty 1 Series 6 charging station, Qty 1 Single Pedestal mount and Qty 1 Anchor Plate) or, Dual Pedestal Mount Part numbers - L2-DPM-S5-S6 and, L2-AP-U (Qty 2 Series 6 charging stations, Qty 1 Dual Pedestal and Qty 1 Anchor Plate). Cable Management System options also available. No Commissioning fees. | EA | 3286.0856 | 3000.5248 | 8.69% | 1% for orders > $100k | 28 calendar days | CONUS | Commercial | 7.2kW | 30A | 0.95 | Yes | 1 | SAE J1772 | 25' | RFID, Mobile app, phone call, PlugShare | Yes | Standard | Yes | Yes | No | Wall or Pedestal | UL 2231-1, UL 2231-2, UL 2594, and NEC Article 625 compliant | One year full replacement warranty included | RFID, App, Phone Call | WEX
47QMCA22A0010 | LIOCE GROUP INC., THE | Blink Charging | No - Blink software is undergoing FedRAMP review and will not be available for ordering through the BPAs until this process is complete and the platform this product operates on receives an ATO designation or it has been determined does not require one. Purchase this product today through GSA Advantage, but agencies will need to evaluate each product at the agency level to ensure it meets all agency-specific privacy, IT, and cyber supply chain requirements. | L2-730-Full1-18 | L2-730-Full1-18 | Series 7 Dual Plug Charging Station - 30A, 18' cable | Blink Charging Co. Series 7 Dual Plug Charging Station 30A per plug (7.2kW @ 240V/6.24kW @ 208V). 18' cable with two J1772 Plugs. Includes RFID Card reader, LED charging status lights, LCD screen, 1 year full replacement warranty and 1 year network service. Requires one of the following part numbers: Wall Mount Part number - L2-WM-S78P or, Single Pedestal Mount Part numbers - L2-PM-S7-S8 and L2-AP-U (Single Pedestal mount and Anchor Plate). Cable Management System options also available. No Commissioning fees. | EA | 3918.0252 | 3577.5488 | 8.69% | 1% for orders > $100k | 28 calendar days | CONUS | Residential | 7.2kW | 30A | 0.95 | Yes | 2 | SAE J1772 | 18ft | RFID, Mobile app, phone call, PlugShare | Yes | Standard | Yes | Yes | No | Wall or Pedestal | UL 2231-1, UL 2231-2, UL 2594, and NEC Article 625 compliant | One year full replacement warranty included | RFID, App, Phone Call | WEX
47QMCA22A0010 | LIOCE GROUP INC., THE | Blink Charging | No - Blink software is undergoing FedRAMP review and will not be available for ordering through the BPAs until this process is complete and the platform this product operates on receives an ATO designation or it has been determined does not require one. Purchase this product today through GSA Advantage, but agencies will need to evaluate each product at the agency level to ensure it meets all agency-specific privacy, IT, and cyber supply chain requirements. | L2-730-Full1-25 | L2-730-Full1-25 | Series 7 Dual Plug Charging Station - 30A, 25' cable | Blink Charging Co. Series 7 Dual Plug Charging Station 30A per plug (7.2kW @ 240V/6.24kW @ 208V). 25' cable with two J1772 Plugs. Includes RFID Card reader, LED charging status lights, LCD screen,1 year full replacement warranty and 1 year network service. Requires one of the following part numbers: Wall Mount Part number - L2-WM-S78P or, Single Pedestal Mount Part numbers - L2-PM-S7-S8 and L2-AP-U (Single Pedestal mount and Anchor Plate). Cable Management System options also available. No Commissioning fees. | EA | 4459.6877 | 4072.1408 | 8.69% | 1% for orders > $100k | 28 calendar days | CONUS | Residential | 7.2kW | 30A | 0.95 | Yes | 2 | SAE J1772 | 25ft | RFID, Mobile app, phone call, PlugShare | Yes | Standard | Yes | Yes | No | Wall or Pedestal | UL 2231-1, UL 2231-2, UL 2594, and NEC Article 625 compliant | One year full replacement warranty included | RFID, App, Phone Call | WEX
47QMCA22A0010 | LIOCE GROUP INC., THE | Blink Charging | No - Blink software is undergoing FedRAMP review and will not be available for ordering through the BPAs until this process is complete and the platform this product operates on receives an ATO designation or it has been determined does not require one. Purchase this product today through GSA Advantage, but agencies will need to evaluate each product at the agency level to ensure it meets all agency-specific privacy, IT, and cyber supply chain requirements. | L2-748-Full1-18 | L2-748-Full1-18 | Series 7 Dual Plug Charging Station - 48A, 18' cable | Blink Charging Co. Series 7 Dual Plug Charging Station 48A per plug (11.52kW @ 240V/9.98kW @ 208V). 18' cable with two J1772 Plugs. Includes RFID Card reader, LED charging status lights, LCD screen, 1 year full replacement warranty and 1 year network service. Requires one of the following part numbers: Wall Mount Part number - L2-WM-S78P or, Single Pedestal Mount Part numbers - L2-PM-S7-S8 and L2-AP-U (Single Pedestal mount and Anchor Plate). Cable Management System options also available. No Commissioning fees. | EA | 4820.796 | 4401.8688 | 8.69% | 1% for orders > $100k | 28 calendar days | CONUS | Commercial | 11.52kW | 48A | 0.95 | Yes | 2 | SAE J1772 | 18ft | RFID, Mobile app, phone call, PlugShare | Yes | Standard | Yes | Yes | No | Wall or Pedestal | UL 2231-1, UL 2231-2, UL 2594, and NEC Article 625 compliant | One year full replacement warranty included | RFID, App, Phone Call | WEX
47QMCA22A0010 | LIOCE GROUP INC., THE | Blink Charging | No - Blink software is undergoing FedRAMP review and will not be available for ordering through the BPAs until this process is complete and the platform this product operates on receives an ATO designation or it has been determined does not require one. Purchase this product today through GSA Advantage, but agencies will need to evaluate each product at the agency level to ensure it meets all agency-specific privacy, IT, and cyber supply chain requirements. | L2-748-Full1-25 | L2-748-Full1-25 | Series 7 Dual Plug Charging Station - 48A, 25' cable | Blink Charging Co. Series 7 Dual Plug Charging Station 48A per plug (11.52kW @ 240V/9.98kW @ 208V). 25' cable with two J1772 Plugs. Includes RFID Card reader, LED charging status lights, LCD screen, 1 year full replacement warranty and 1 year network service. Requires one of the following part numbers: Wall Mount Part number - L2-WM-S78P or, Single Pedestal Mount Part numbers - L2-PM-S7-S8 and L2-AP-U (Single Pedestal mount and Anchor Plate). Cable Management System options also available. No Commissioning fees. | EA | 5362.4584 | 4896.4608 | 8.69% | 1% for orders > $100k | 28 calendar days | CONUS | Commercial | 11.52kW | 48A | 0.95 | Yes | 2 | SAE J1772 | 25ft | RFID, Mobile app, phone call, PlugShare | Yes | Standard | Yes | Yes | No | Wall or Pedestal | UL 2231-1, UL 2231-2, UL 2594, and NEC Article 625 compliant | One year full replacement warranty included | RFID, App, Phone Call | WEX
47QMCA22A0010 | LIOCE GROUP INC., THE | Blink Charging | No - Blink software is undergoing FedRAMP review and will not be available for ordering through the BPAs until this process is complete and the platform this product operates on receives an ATO designation or it has been determined does not require one. Purchase this product today through GSA Advantage, but agencies will need to evaluate each product at the agency level to ensure it meets all agency-specific privacy, IT, and cyber supply chain requirements. | L2-780-Full1-18 | L2-780-Full1-18 | Series 7 Plus Dual Plug Charging Station - 80A, 18' cable | Blink Charging Co. Series 7 Plus Dual Plug Charging Station 80A per plug (19.2kW @ 240V/16.64kW @ 208V). 18' cable with two J1772 Plugs. Includes RFID Card reader, LED charging status lights, LCD screen, 1 year full replacement warranty and 1 year network service. Requires one of the following part numbers: Wall Mount Part number - L2-WM-S78P or, Single Pedestal Mount Part numbers - L2-PM-S7-S8 and L2-AP-U (Single Pedestal mount and Anchor Plate). Cable Management System options also available. No Commissioning fees. | EA | 5723.5668 | 5226.1888 | 8.69% | 1% for orders > $100k | 28 calendar days | CONUS | Commercial | 19.2kW | 80A | 0.95 | Yes | 2 | SAE J1772 | 18ft | RFID, Mobile app, phone call, PlugShare | Yes | Standard | Yes | Yes | No | Wall or Pedestal | UL 2231-1, UL 2231-2, UL 2594, and NEC Article 625 compliant | One year full replacement warranty included | RFID, App, Phone Call | WEX
47QMCA22A0010 | LIOCE GROUP INC., THE | Blink Charging | No - Blink software is undergoing FedRAMP review and will not be available for ordering through the BPAs until this process is complete and the platform this product operates on receives an ATO designation or it has been determined does not require one. Purchase this product today through GSA Advantage, but agencies will need to evaluate each product at the agency level to ensure it meets all agency-specific privacy, IT, and cyber supply chain requirements. | L2-780-Full1-25 | L2-780-Full1-25 | Series 7 Plus Dual Plug Charging Station - 80A, 25' cable | Blink Charging Co. Series 7 Plus Dual Plug Charging Station 80A per plug (19.2kW @ 240V/16.64kW @ 208V). 25' cable with two J1772 Plugs. Includes RFID Card reader, LED charging status lights, LCD screen, 1 year full replacement warranty and 1 year network service. Requires one of the following part numbers: Wall Mount Part number - L2-WM-S78P or, Single Pedestal Mount Part numbers - L2-PM-S7-S8 and L2-AP-U (Single Pedestal mount and Anchor Plate). Cable Management System options also available. No Commissioning fees. | EA | 6265.2292 | 5720.7808 | 8.69% | 1% for orders > $100k | 28 calendar days | CONUS | Commercial | 19.2kW | 80A | 0.95 | Yes | 2 | SAE J1772 | 25ft | RFID, Mobile app, phone call, PlugShare | Yes | Standard | Yes | Yes | No | Wall or Pedestal | UL 2231-1, UL 2231-2, UL 2594, and NEC Article 625 compliant | One year full replacement warranty included | Credit Card, RFID, App, Phone Call | WEX
47QMCA22A0010 | LIOCE GROUP INC., THE | Blink Charging | No - Blink software is undergoing FedRAMP review and will not be available for ordering through the BPAs until this process is complete and the platform this product operates on receives an ATO designation or it has been determined does not require one. Purchase this product today through GSA Advantage, but agencies will need to evaluate each product at the agency level to ensure it meets all agency-specific privacy, IT, and cyber supply chain requirements. | L2-848-Full1-18-CC | L2-848-Full1-18-CC | Series 8 Dual Plug Charging Station - 48A, 18' cable, Credit Card Reader | Blink Charging Co. Series 8 Dual Plug Charging Station 48A per plug (11.52kW @ 240V/9.98kW @ 208V). 18' cable with two J1772 Plugs. Includes Credit Card Reader, RFID Card reader, LED charging status lights, LCD screen, 1 year full replacement warranty and 1 year network service. Requires one of the following part numbers: Wall Mount Part number - L2-WM-S78P or, Single Pedestal Mount Part numbers - L2-PM-S7-S8 and L2-AP-U (Single Pedestal mount and Anchor Plate). Cable Management System options also available. No Commissioning fees. | EA | 6987.4458 | 6380.2368 | 8.69% | 1% for orders > $100k | 28 calendar days | CONUS | Commercial | 11.52kW | 48A | 0.95 | Yes | 2 | SAE J1772 | 18ft | RFID, Mobile app, phone call, PlugShare | Yes | Standard | Yes | Yes | No | Wall or Pedestal | UL 2231-1, UL 2231-2, UL 2594, and NEC Article 625 compliant | One year full replacement warranty included | Credit Card, RFID, App, Phone Call | WEX
47QMCA22A0010 | LIOCE GROUP INC., THE | Blink Charging | No - Blink software is undergoing FedRAMP review and will not be available for ordering through the BPAs until this process is complete and the platform this product operates on receives an ATO designation or it has been determined does not require one. Purchase this product today through GSA Advantage, but agencies will need to evaluate each product at the agency level to ensure it meets all agency-specific privacy, IT, and cyber supply chain requirements. | L2-848-Full1-25-CC | L2-848-Full1-25-CC | Series 8 Dual Plug Charging Station - 48A, 25' cable, Credit Card Reader | Blink Charging Co. Series 8 Dual Plug Charging Station 48A per plug (11.52kW @ 240V/9.98kW @ 208V). 25' cable with two J1772 Plugs. Includes Credit Card Reader, RFID Card reader, LED charging status lights, LCD screen, 1 year full replacement warranty and 1 year network service. Requires one of the following part numbers: Wall Mount Part number - L2-WM-S78P or, Single Pedestal Mount Part numbers - L2-PM-S7-S8 and L2-AP-U (Single Pedestal mount and Anchor Plate). Cable Management System options also available. No Commissioning fees. | EA | 7529.1083 | 6874.8288 | 8.69% | 1% for orders > $100k | 28 calendar days | CONUS | Commercial | 11.52kW | 48A | 0.95 | Yes | 2 | SAE J1773 | 25ft | RFID, Mobile app, phone call, PlugShare | Yes | Standard | Yes | Yes | No | Wall or Pedestal | UL 2231-1, UL 2231-2, UL 2594, and NEC Article 625 compliant | One year full replacement warranty included | Credit Card, RFID, App, Phone Call | WEX
47QMCA22A0010 | LIOCE GROUP INC., THE | Blink Charging | No - Blink software is undergoing FedRAMP review and will not be available for ordering through the BPAs until this process is complete and the platform this product operates on receives an ATO designation or it has been determined does not require one. Purchase this product today through GSA Advantage, but agencies will need to evaluate each product at the agency level to ensure it meets all agency-specific privacy, IT, and cyber supply chain requirements. | L2-880-Full1-18-CC | L2-880-Full1-18-CC | Series 8 Plus Dual Plug Charging Station - 80A, 18' cable, Credit Card Reader | Blink Charging Co. Series 8 Plus Dual Plug Charging Station 80A per plug (19.2kW @ 240V/16.64kW @ 208V). 18' cable with two J1772 Plugs. Includes Credit Card Reader, RFID Card reader, LED charging status lights, LCD screen, 1 year full replacement warranty and 1 year network service. Requires one of the following part numbers: Wall Mount Part number - L2-WM-S78P or, Single Pedestal Mount Part numbers - L2-PM-S7-S8 and L2-AP-U (Single Pedestal mount and Anchor Plate). Cable Management System options also available. No Commissioning fees. | EA | 7890.2166 | 7204.5568 | 8.69% | 1% for orders > $100k | 28 calendar days | CONUS | Commercial | 19.2kW | 80A | 0.95 | Yes | 2 | SAE J1774 | 18ft | RFID, Mobile app, phone call, PlugShare | Yes | Standard | Yes | Yes | No | Wall or Pedestal | UL 2231-1, UL 2231-2, UL 2594, and NEC Article 625 compliant | One year full replacement warranty included | Credit Card, RFID, App, Phone Call | WEX
47QMCA22A0010 | LIOCE GROUP INC., THE | Blink Charging | No - Blink software is undergoing FedRAMP review and will not be available for ordering through the BPAs until this process is complete and the platform this product operates on receives an ATO designation or it has been determined does not require one. Purchase this product today through GSA Advantage, but agencies will need to evaluate each product at the agency level to ensure it meets all agency-specific privacy, IT, and cyber supply chain requirements. | L2-880-Full1-25-CC | L2-880-Full1-25-CC | Series 8 Plus Dual Plug Charging Station - 80A, 25' cable, Credit Card Reader | Blink Charging Co. Series 8 Plus Dual Plug Charging Station 80A per plug (19.2kW @ 240V/16.64kW @ 208V). 25' cable with two J1772 Plugs. Includes Credit Card Reader, RFID Card reader, LED charging status lights, LCD screen, 1 year full replacement warranty and 1 year network service. Requires one of the following part numbers: Wall Mount Part number - L2-WM-S78P or, Single Pedestal Mount Part numbers - L2-PM-S7-S8 and L2-AP-U (Single Pedestal mount and Anchor Plate). Cable Management System options also available. No Commissioning fees. | EA | 8440.9068 | 7707.392 | 8.69% | 1% for orders > $100k | 28 calendar days | CONUS | Commercial | 19.2kW | 80A | 0.95 | Yes | 2 | SAE J1775 | 25ft | RFID, Mobile app, phone call, PlugShare | Yes | Standard | Yes | Yes | No | Wall or Pedestal | UL 2231-1, UL 2231-2, UL 2594, and NEC Article 625 compliant | One year full replacement warranty included | Credit Card, RFID, App, Phone Call | WEX
47QMCA22A0010 | LIOCE GROUP INC., THE | Loop Global Inc. | No - Loop Software is undergoing FedRAMP review and will not be available for ordering through the BPAs until this process is complete and the platform this product operates on receives an ATO designation or it has been determined does not require one. Purchase this product today through GSA Advantage, but agencies will need to evaluate each product at the agency level to ensure it meets all agency-specific privacy, IT, and cyber supply chain requirements. | EVS-32A-l2-001 | EVS-32A-l2-001 | EV-Flex Level 2 Charger (7.68 kW) | EV-Flex Level 2 Charger (7.68 kW) | EA | 2312.3426 | 2111.4 | 8.69% | 1% for orders > $100k | 45 calendar days | CONUS | Commercial or Residential | 7.68 | 32A | 0.995 | Yes | 1 | SAE J1772 | 18 or 25 ft | RFID, Mobile app, phone call | Yes | Standard | Yes | Yes | No | Singe and double pedestal, wall, and pole | UL 2231-1, UL 2231-2, UL 2594, and NEC Article 625 compliant | 3 years standard warranty. | RFID, App | WEX
47QMCA22A0010 | LIOCE GROUP INC., THE | Loop Global Inc. | No - Loop Software is undergoing FedRAMP review and will not be available for ordering through the BPAs until this process is complete and the platform this product operates on receives an ATO designation or it has been determined does not require one. Purchase this product today through GSA Advantage, but agencies will need to evaluate each product at the agency level to ensure it meets all agency-specific privacy, IT, and cyber supply chain requirements. | EVS-32A-l2-002 | EVS-32A-l2-002 | EV-Flex Lite Level 2 Charger (7.68 kW) | EV-Flex Lite Level 2 Charger (7.68 kW) | EA | 1450.8816 | 1324.8 | 8.69% | 1% for orders > $100k | 45 calendar days | CONUS | Residential | 7.68 | 32A | 0.995 | Yes | 1 | SAE J1772 | 18 or 25 ft | Mobile app | Yes | Standard | Yes | Yes | No | Singe and double pedestal, wall, and pole | UL 2231-1, UL 2231-2, UL 2594, and NEC Article 625 compliant | 3 years standard warranty. | RFID, App | WEX
47QMCA22A0010 | LIOCE GROUP INC., THE | Loop Global Inc. | No - Loop Software is undergoing FedRAMP review and will not be available for ordering through the BPAs until this process is complete and the platform this product operates on receives an ATO designation or it has been determined does not require one. Purchase this product today through GSA Advantage, but agencies will need to evaluate each product at the agency level to ensure it meets all agency-specific privacy, IT, and cyber supply chain requirements. | EVS-80A-l2-001 | EVS-80A-l2-001 | EV-Fleet Level 2 Charger (19.2 kW) | EV-Fleet Level 2 Charger (19.2 kW) | EA | 4035.2645 | 3684.6 | 8.69% | 1% for orders > $100k | 45 calendar days | CONUS | Commercial | 19.2 | 80A | 0.995 | Yes | 1 | SAE J1772 | 18 or 25 ft | RFID, Mobile app, QR code | Yes | Standard | Yes | Yes | No | Singe and double pedestal, wall, and pole | UL 2231-1, UL 2231-2, UL 2594, and NEC Article 625 compliant | 3 years standard warranty. | RFID, App | WEX
47QMCA22A0010 | LIOCE GROUP INC., THE | Loop Global Inc. | No - Loop Software is undergoing FedRAMP review and will not be available for ordering through the BPAs until this process is complete and the platform this product operates on receives an ATO designation or it has been determined does not require one. Purchase this product today through GSA Advantage, but agencies will need to evaluate each product at the agency level to ensure it meets all agency-specific privacy, IT, and cyber supply chain requirements. | EVS-80A-l2-EU1 | EVS-80A-l2-EU1 | EV-Flex EU Level 2 Charger (7.36 kW/22 kW) | EV-Flex EU Level 2 Charger (7.36 kW/22 kW) | EA | 2584.3829 | 2359.8 | 8.69% | 1% for orders > $100k | 45 calendar days | CONUS | Commercial | 7.36 kW/22 kW | 32A | 0.995 | Yes | 1 | SAE J1772 | 18 or 25 ft | RFID, Mobile app, QR code | Yes | Standard | Yes | Yes | No | Singe and double pedestal, wall, and pole | UL 2231-1, UL 2231-2, UL 2594, and NEC Article 625 compliant | 3 years standard warranty. | RFID, App | WEX
47QMCA22A0010 | LIOCE GROUP INC., THE | Loop Global Inc. | No - Loop Software is undergoing FedRAMP review and will not be available for ordering through the BPAs until this process is complete and the platform this product operates on receives an ATO designation or it has been determined does not require one. Purchase this product today through GSA Advantage, but agencies will need to evaluate each product at the agency level to ensure it meets all agency-specific privacy, IT, and cyber supply chain requirements. | EVS-FOCUS-F1 | EVS-FOCUS-F1 | EV-Focus w/ (1) EV-Flex L2 Charger | EV-Focus w/ (1) EV-Flex L2 Charger | EA | 23016.3728 | 21016.25 | 8.69% | 1% for orders > $100k | 45 calendar days | CONUS | Commercial | 7.68 | 32A | 0.995 | Yes |  | SAE J1772 | 18 or 25 ft | RFID, Mobile app, QR code | Yes | Standard | Yes | Yes | No | Singe and double pedestal, wall, and pole | UL 2231-1, UL 2231-2, UL 2594, and NEC Article 625 compliant | 3 years standard warranty. | RFID, App | WEX
47QMCA22A0010 | LIOCE GROUP INC., THE | Loop Global Inc. | No - Loop Software is undergoing FedRAMP review and will not be available for ordering through the BPAs until this process is complete and the platform this product operates on receives an ATO designation or it has been determined does not require one. Purchase this product today through GSA Advantage, but agencies will need to evaluate each product at the agency level to ensure it meets all agency-specific privacy, IT, and cyber supply chain requirements. | EVS-FOCUS-F1-CR | EVS-FOCUS-F1-CR | EV-Focus w/ (1) EV-Flex L2 Charger + Retractor | EV-Focus w/ (1) EV-Flex L2 Charger + Retractor | EA | 24086.9018 | 21993.75 | 8.69% | 1% for orders > $100k | 45 calendar days | CONUS | Commercial | 7.68 | 32A | 0.995 | Yes |  | SAE J1772 | 18 or 25 ft | RFID, Mobile app, QR code | Yes | Standard | Yes | Yes | No | Singe and double pedestal, wall, and pole | UL 2231-1, UL 2231-2, UL 2594, and NEC Article 625 compliant | 3 years standard warranty. | RFID, App | WEX
47QMCA22A0010 | LIOCE GROUP INC., THE | Loop Global Inc. | No - Loop Software is undergoing FedRAMP review and will not be available for ordering through the BPAs until this process is complete and the platform this product operates on receives an ATO designation or it has been determined does not require one. Purchase this product today through GSA Advantage, but agencies will need to evaluate each product at the agency level to ensure it meets all agency-specific privacy, IT, and cyber supply chain requirements. | EVS-FOCUS-F2 | EVS-FOCUS-F2 | EV-Focus w/ (2) EV-Flex L2 Chargers | EV-Focus w/ (2) EV-Flex L2 Chargers | EA | 25157.4307 | 22971.25 | 8.69% | 1% for orders > $100k | 45 calendar days | CONUS | Commercial | 7.68 | 32A | 0.995 | Yes | 2 | SAE J1772 | 18 or 25 ft | RFID, Mobile app, QR code | Yes | Standard | Yes | Yes | No | Singe and double pedestal, wall, and pole | UL 2231-1, UL 2231-2, UL 2594, and NEC Article 625 compliant | 3 years standard warranty. | RFID, App | WEX
47QMCA22A0010 | LIOCE GROUP INC., THE | Loop Global Inc. | No - Loop Software is undergoing FedRAMP review and will not be available for ordering through the BPAs until this process is complete and the platform this product operates on receives an ATO designation or it has been determined does not require one. Purchase this product today through GSA Advantage, but agencies will need to evaluate each product at the agency level to ensure it meets all agency-specific privacy, IT, and cyber supply chain requirements. | EVS-FOCUS-F2-CR | EVS-FOCUS-F2-CR | EV-Focus w/ (2) EV-Flex L2 Charger + Retractors | EV-Focus w/ (2) EV-Flex L2 Charger + Retractors | EA | 27298.4887 | 24926.25 | 8.69% | 1% for orders > $100k | 45 calendar days | CONUS | Commercial | 7.68 | 32A | 0.995 | Yes | 2 | SAE J1772 | 18 or 25 ft | RFID, Mobile app, QR code | Yes | Standard | Yes | Yes | No | Singe and double pedestal, wall, and pole | UL 2231-1, UL 2231-2, UL 2594, and NEC Article 625 compliant | 3 years standard warranty. | RFID, App | WEX
47QMCA22A0010 | LIOCE GROUP INC., THE | Loop Global Inc. | No - Loop Software is undergoing FedRAMP review and will not be available for ordering through the BPAs until this process is complete and the platform this product operates on receives an ATO designation or it has been determined does not require one. Purchase this product today through GSA Advantage, but agencies will need to evaluate each product at the agency level to ensure it meets all agency-specific privacy, IT, and cyber supply chain requirements. | EVS-FOCUS-FL1 | EVS-FOCUS-FL1 | EV-Focus w/ (1) EV-Fleet L2 Charger | EV-Focus w/ (1) EV-Fleet L2 Charger | EA | 24086.9018 | 21993.75 | 8.69% | 1% for orders > $100k | 45 calendar days | CONUS | Commercial | 19.2 | 80A | 0.995 | Yes | 1 | SAE J1772 | 18 or 25 ft | RFID, Mobile app, QR code | Yes | Standard | Yes | Yes | No | Singe and double pedestal, wall, and pole | UL 2231-1, UL 2231-2, UL 2594, and NEC Article 625 compliant | 3 years standard warranty. | RFID, App | WEX
47QMCA22A0010 | LIOCE GROUP INC., THE | Loop Global Inc. | No - Loop Software is undergoing FedRAMP review and will not be available for ordering through the BPAs until this process is complete and the platform this product operates on receives an ATO designation or it has been determined does not require one. Purchase this product today through GSA Advantage, but agencies will need to evaluate each product at the agency level to ensure it meets all agency-specific privacy, IT, and cyber supply chain requirements. | EVS-FOCUS-FL1-CR | EVS-FOCUS-FL1-CR | EV-Focus w/ (1) EV-Fleet L2 Charger + Retractor | EV-Focus w/ (1) EV-Fleet L2 Charger + Retractor | EA | 25157.4307 | 22971.25 | 8.69% | 1% for orders > $100k | 45 calendar days | CONUS | Commercial | 19.2 | 80A | 0.995 | Yes | 1 | SAE J1772 | 18 or 25 ft | RFID, Mobile app, QR code | Yes | Standard | Yes | Yes | No | Singe and double pedestal, wall, and pole | UL 2231-1, UL 2231-2, UL 2594, and NEC Article 625 compliant | 3 years standard warranty. | RFID, App | WEX
47QMCA22A0010 | LIOCE GROUP INC., THE | Loop Global Inc. | No - Loop Software is undergoing FedRAMP review and will not be available for ordering through the BPAs until this process is complete and the platform this product operates on receives an ATO designation or it has been determined does not require one. Purchase this product today through GSA Advantage, but agencies will need to evaluate each product at the agency level to ensure it meets all agency-specific privacy, IT, and cyber supply chain requirements. | EVS-FOCUS-FL2 | EVS-FOCUS-FL2 | EV-Focus w/ (2) EV-Fleet L2 Chargers | EV-Focus w/ (2) EV-Fleet L2 Chargers | EA | 27298.4887 | 24926.25 | 8.69% | 1% for orders > $100k | 45 calendar days | CONUS | Commercial | 19.2 | 80A | 0.995 | Yes | 2 | SAE J1772 | 18 or 25 ft | RFID, Mobile app, QR code | Yes | Standard | Yes | Yes | No | Singe and double pedestal, wall, and pole | UL 2231-1, UL 2231-2, UL 2594, and NEC Article 625 compliant | 3 years standard warranty. | RFID, App | WEX
47QMCA22A0010 | LIOCE GROUP INC., THE | Loop Global Inc. | No - Loop Software is undergoing FedRAMP review and will not be available for ordering through the BPAs until this process is complete and the platform this product operates on receives an ATO designation or it has been determined does not require one. Purchase this product today through GSA Advantage, but agencies will need to evaluate each product at the agency level to ensure it meets all agency-specific privacy, IT, and cyber supply chain requirements. | EVS-FOCUS-FL2-CR | EVS-FOCUS-FL2-CR | EV-Focus w/ (2) EV-Fleet L2 Charger + Retractors | EV-Focus w/ (2) EV-Fleet L2 Charger + Retractors | EA | 29439.5466 | 26881.25 | 8.69% | 1% for orders > $100k | 45 calendar days | CONUS | Commercial | 19.2 | 80A | 0.995 | Yes | 2 | SAE J1772 | 18 or 25 ft | RFID, Mobile app, QR code | Yes | Standard | Yes | Yes | No | Singe and double pedestal, wall, and pole | UL 2231-1, UL 2231-2, UL 2594, and NEC Article 625 compliant | 3 years standard warranty. | RFID, App | WEX
47QMCA22A0010 | LIOCE GROUP INC., THE | Loop Global Inc. | No - Loop Software is undergoing FedRAMP review and will not be available for ordering through the BPAs until this process is complete and the platform this product operates on receives an ATO designation or it has been determined does not require one. Purchase this product today through GSA Advantage, but agencies will need to evaluate each product at the agency level to ensure it meets all agency-specific privacy, IT, and cyber supply chain requirements. | EVS-FOCUS-EU1 | EVS-FOCUS-EU1 | EV-Focus w/ (1) EV-Flex EU L2 Charger | EV-Focus w/ (1) EV-Flex EU L2 Charger | EA | 23016.3728 | 21016.25 | 8.69% | 1% for orders > $100k | 45 calendar days | CONUS | Commercial | 7.36 kW/22 kW | 32A | 0.995 | Yes | 1 | SAE J1772 | 18 or 25 ft | RFID, Mobile app, QR code | Yes | Standard | Yes | Yes | No | Singe and double pedestal, wall, and pole | UL 2231-1, UL 2231-2, UL 2594, and NEC Article 625 compliant | 3 years standard warranty. | RFID, App | WEX
47QMCA22A0010 | LIOCE GROUP INC., THE | Loop Global Inc. | No - Loop Software is undergoing FedRAMP review and will not be available for ordering through the BPAs until this process is complete and the platform this product operates on receives an ATO designation or it has been determined does not require one. Purchase this product today through GSA Advantage, but agencies will need to evaluate each product at the agency level to ensure it meets all agency-specific privacy, IT, and cyber supply chain requirements. | EVS-FOCUS-EU1-CR | EVS-FOCUS-EU1-CR | EV-Focus w/ (1) EV-Flex EU L2 Charger + Retractor | EV-Focus w/ (1) EV-Flex EU L2 Charger + Retractor | EA | 24086.9018 | 21993.75 | 8.69% | 1% for orders > $100k | 45 calendar days | CONUS | Commercial | 7.36 kW/22 kW | 32A | 0.995 | Yes | 1 | SAE J1772 | 18 or 25 ft | RFID, Mobile app, QR code | Yes | Standard | Yes | Yes | No | Singe and double pedestal, wall, and pole | UL 2231-1, UL 2231-2, UL 2594, and NEC Article 625 compliant | 3 years standard warranty. | RFID, App | WEX
47QMCA22A0010 | LIOCE GROUP INC., THE | Loop Global Inc. | No - Loop Software is undergoing FedRAMP review and will not be available for ordering through the BPAs until this process is complete and the platform this product operates on receives an ATO designation or it has been determined does not require one. Purchase this product today through GSA Advantage, but agencies will need to evaluate each product at the agency level to ensure it meets all agency-specific privacy, IT, and cyber supply chain requirements. | EVS-FOCUS-EU2 | EVS-FOCUS-EU2 | EV-Focus w/ (2) EV-Flex EU L2 Chargers | EV-Focus w/ (2) EV-Flex EU L2 Chargers | EA | 25157.4307 | 22971.25 | 8.69% | 1% for orders > $100k | 45 calendar days | CONUS | Commercial | 7.36 kW/22 kW | 32A | 0.995 | Yes | 2 | SAE J1772 | 18 or 25 ft | RFID, Mobile app, QR code | Yes | Standard | Yes | Yes | No | Singe and double pedestal, wall, and pole | UL 2231-1, UL 2231-2, UL 2594, and NEC Article 625 compliant | 3 years standard warranty. | RFID, App | WEX
47QMCA22A0010 | LIOCE GROUP INC., THE | Loop Global Inc. | No - Loop Software is undergoing FedRAMP review and will not be available for ordering through the BPAs until this process is complete and the platform this product operates on receives an ATO designation or it has been determined does not require one. Purchase this product today through GSA Advantage, but agencies will need to evaluate each product at the agency level to ensure it meets all agency-specific privacy, IT, and cyber supply chain requirements. | EVS-FOCUS-EU2-CR | EVS-FOCUS-EU2-CR | EV-Focus w/ (2) EV-Flex EU L2 Charger + Retractors | EV-Focus w/ (2) EV-Flex EU L2 Charger + Retractors | EA | 27298.4887 | 24926.25 | 8.69% | 1% for orders > $100k | 45 calendar days | CONUS | Commercial | 7.36 kW/22 kW | 32A | 0.995 | Yes | 2 | SAE J1772 | 18 or 25 ft | RFID, Mobile app, QR code | Yes | Standard | Yes | Yes | No | Singe and double pedestal, wall, and pole | UL 2231-1, UL 2231-2, UL 2594, and NEC Article 625 compliant | 3 years standard warranty. | RFID, App | WEX
47QMCA22A000X | SIEMENS INDUSTRY, INC. | SIEMENS | No - Siemens software (Depofinity and EVGateway) are undergoing FedRAMP review and will not be available for ordering through the BPAs until this process is complete and the platform this product operates on receives an ATO designation or it has been determined does not require one. Purchase this product today through GSA Advantage, but agencies will need to evaluate each product at the agency level to ensure it meets all agency-specific privacy, IT, and cyber supply chain requirements. | 8EM1315-5CG14-1GF2 | N/A | Commercial Parent VersiCharge, 48A (11.5 | Commercial Parent VersiCharge, 48A (11.5kW) gateway charger with selectable power from 12A to 48A. Includes OCPP/Modbus protocols, Cellular ready (end user supplies cell plan) for up to 9 Wi-Fi child chargers, Wi-Fi /Ethernet/Serial communications, RFID, and ANSI metering. Comes with 25 ft power plug and includes 5-year warranty. | EA | 2050.98 | 2050.98 | 0% | 1-49 Units: 0% 50+ Units: 3% 100+ Units: 7% | 15 Business days | Globally | Commercial | 11.5 | 60A | 99 | No | 1 | SAE J1772 | 25 | RFID (local Whitelist, MiFare) and QR code for scanning | Yes | Standard | Yes |  | No | Wall | According to UL 1998, UL 991, UL2594/CSA C22.2 No.280/NMX-J-677-ANCE, UL 2231-1/CSA C22.2 No.281.1/NMX-J-668-1, UL 2231-2/CSA C22.2 No.281.2/NMX-J-668/2-ANCE, UL 2251/CSA C22.2 No.282/NMX-J-678-ANCE | The warranty (parts) period will be 60 months from date of shipment. | RFID and QR code using Driver App with to pay with credit card, WEX or PayPal with optional Siemens cloud account. | Just WEX with Siemens cloud service
47QMCA22A000X | SIEMENS INDUSTRY, INC. | SIEMENS | No - Siemens software (Depofinity and EVGateway) are undergoing FedRAMP review and will not be available for ordering through the BPAs until this process is complete and the platform this product operates on receives an ATO designation or it has been determined does not require one. Purchase this product today through GSA Advantage, but agencies will need to evaluate each product at the agency level to ensure it meets all agency-specific privacy, IT, and cyber supply chain requirements. | 8EM1315-5CG14-0GF0 | N/A | Commercial Child VersiCharge, 48A (11.5k | Commercial Child VersiCharge, 48A (11.5kW) Charger with selectable power from 12A to 48A and OCPP/Modbus protocols, Wi-Fi /Ethernet/Serial communications, RFID, and ANSI metering. Comes with 25 ft power plug and includes 5-year warranty. | EA | 1665.81 | 1665.81 | 0% | 1-49 Units: 0% 50+ Units: 3% 100+ Units: 7% | 15 Business days | Globally | Commercial | 11.5 | 60A | 99 | No | 1 | SAE J1772 | 25 | RFID (local Whitelist, MiFare) and QR code for scanning | Yes | Standard | Yes |  | No | Wall | According to UL 1998, UL 991, UL2594/CSA C22.2 No.280/NMX-J-677-ANCE, UL 2231-1/CSA C22.2 No.281.1/NMX-J-668-1, UL 2231-2/CSA C22.2 No.281.2/NMX-J-668/2-ANCE, UL 2251/CSA C22.2 No.282/NMX-J-678-ANCE | The warranty (parts) period will be 60 months from date of shipment. | RFID and QR code using Driver App with to pay with credit card, WEX or PayPal with optional Siemens cloud account. | Just WEX with Siemens cloud service
47QMCA22A000Y | VERDEK, LLC | ChargePoint | Yes - comes with ChargePoint Software | CPF50-L18 | N/A | CPF50-L18 | CHARGEPOINT CPF50 WALL MOUNT, 18 FT CORD, SINGLE, NO CMK | EA | 1890.88 | 1871.9712 | 1% | N/A | 15 | Nationwide | Commercial | 3.8/11.5 | 208 | N/A | Yes | 1 | SAE J1772 | 18 | RFID,APP | Yes | Chargepoint | Yes | Yes | No | Wall | UL | 1 Year parts only | RFID,APP | Yes - both
47QMCA22A000Y | VERDEK, LLC | ChargePoint | Yes - comes with ChargePoint Software | CPF50-L18 WALLMNT-CMK6 | N/A | CPF50-L18 WALLMNT-CMK6 | CHARGEPOINT CPF25 WALL MOUNT, 18 FT CORD, SINGLE, WITH CMK | EA | 3312.75 | 3279.6225 | 1% | N/A | 15 | Nationwide | Commercial | 3.8/11.5 | 208 | N/A | Yes | 1 | SAE J1772 | 18 | RFID,APP | Yes | Chargepoint | Yes | Yes | No | Wall | UL | 1 Year parts only | RFID,APP | Yes - both
47QMCA22A000Y | VERDEK, LLC | ChargePoint | Yes - comes with ChargePoint Software | CPF50-L18-PEDMNT | N/A | CPF50-L18-PDMNT | CHARGEPOINT CPF50 PEDESTAL, 18 FT CORD, SINGLE, NO CMK | EA | 2183.07 | 2161.2393 | 1% | N/A | 15 | Nationwide | Commercial | 3.8/11.5 | 208 | N/A | Yes | 1 | SAE J1772 | 18 | RFID,APP | Yes | Chargepoint | Yes | Yes | No | Pedestal | UL | 1 Year parts only | RFID,APP | Yes - both
47QMCA22A000Y | VERDEK, LLC | ChargePoint | Yes - comes with ChargePoint Software | CPF50-L18-PEDMNT-CMK6 | N/A | CPF50-L18-PEDMNT-CMK6 | CHARGEPOINT CPF50 PEDESTAL, 18 FT CORD, SINGLE, WITH CMK | EA | 3939.75 | 3900.3525 | 1% | N/A | 15 | Nationwide | Commercial | 3.8/11.5 | 208 | N/A | Yes | 1 | SAE J1772 | 18 | RFID,APP | Yes | Chargepoint | Yes | Yes | No | Pedestal | UL | 1 Year parts only | RFID,APP | Yes - both
47QMCA22A000Y | VERDEK, LLC | ChargePoint | Yes - comes with ChargePoint Software | CPF50-L18-PEDMNT-CMK6-DUAL | N/A | CPF50-L18-PEDMNT-CMK6-DUAL | CHARGEPOINT CPF50 PEDESTAL, 18 FT CORD, DUAL, WITH CMK | EA | 5855.31 | 5796.7569 | 1% | N/A | 15 | Nationwide | Commercial | 3.8/11.5 | 208 | N/A | Yes | 2 | SAE J1772 | 18 | RFID,APP | Yes | Chargepoint | Yes | Yes | No | Pedestal | UL | 1 Year parts only | RFID,APP | Yes - both
47QMCA22A000Y | VERDEK, LLC | ChargePoint | Yes - comes with ChargePoint Software | CPF50-L18-PEDMNT-Dual | N/A | CPF50-L18-DUAL | CHARGEPOINT CPF50 PEDESTAL, 18 FT CORD, DUAL, NO CMK | EA | 3898.92 | 3859.9308 | 1% | N/A | 15 | Nationwide | Commercial | 3.8/11.5 | 208 | N/A | Yes | 2 | SAE J1772 | 18 | RFID,APP | Yes | Chargepoint | Yes | Yes | No | Pedestal | UL | 1 Year parts only | RFID,APP | Yes - both
47QMCA22A000Y | VERDEK, LLC | ChargePoint | Yes - comes with ChargePoint Software | CPF50-L23 | N/A | CPF50-L23 | CHARGEPOINT CPF50 WALL MOUNT, 23 FT CORD, SINGLE, NO CMK | EA | 1955.06 | 1935.5094 | 1% | N/A | 15 | Nationwide | Commercial | 3.8/11.5 | 208 | N/A | Yes | 1 | SAE J1772 | 23 | RFID,APP | Yes | Chargepoint | Yes | Yes | No | Wall | UL | 1 Year parts only | RFID,APP | Yes - both
47QMCA22A000Y | VERDEK, LLC | ChargePoint | Yes - comes with ChargePoint Software | CPF50-L23 WALLMNT-CMK8 | N/A | CPF50-L23 WALLMNT-CMK8 | CHARGEPOINT CPF25 WALL MOUNT, 23 FT CORD, SINGLE, WITH CMK | EA | 4127.36 | 4086.0864 | 1% | N/A | 15 | Nationwide | Commercial | 3.8/11.5 | 208 | N/A | Yes | 1 | SAE J1772 | 23 | RFID,APP | Yes | Chargepoint | Yes | Yes | No | Wall | UL | 1 Year parts only | RFID,APP | Yes - both
47QMCA22A000Y | VERDEK, LLC | ChargePoint | Yes - comes with ChargePoint Software | CPF50-L23-PDMNT | N/A | CPF50-L23-PDMNT | CHARGEPOINT CPF50 PEDESTAL, 23 FT CORD, SINGLE, NO CMK | EA | 2230.43 | 2208.1257 | 1% | N/A | 15 | Nationwide | Commercial | 3.8/11.5 | 208 | N/A | Yes | 1 | SAE J1772 | 23 | RFID,APP | Yes | Chargepoint | Yes | Yes | No | Pedestal | UL | 1 Year parts only | RFID,APP | Yes - both
47QMCA22A000Y | VERDEK, LLC | ChargePoint | Yes - comes with ChargePoint Software | CPF50-L23-PEDMNT-CMK8 | N/A | CPF50-L23-PEDMNT-CMK8 | CHARGEPOINT CPF50 PEDESTAL, 23 FT CORD, SINGLE, WITH CMK | EA | 4754.36 | 4706.8164 | 1% | N/A | 15 | Nationwide | Commercial | 3.8/11.5 | 208 | N/A | Yes | 1 | SAE J1772 | 23 | RFID,APP | Yes | Chargepoint | Yes | Yes | No | Pedestal | UL | 1 Year parts only | RFID,APP | Yes - both
47QMCA22A000Y | VERDEK, LLC | ChargePoint | Yes - comes with ChargePoint Software | CPF50-L23-PEDMNT-CMK8-DUAL | N/A | CPF50-L23-PEDMNT-CMK8-DUAL | CHARGEPOINT CPF50 PEDESTAL, 23 FT DUAL, WITH CMK | EA | 6743.98 | 6676.5402 | 1% | N/A | 15 | Nationwide | Commercial | 3.8/11.5 | 208 | N/A | Yes | 2 | SAE J1772 | 23 | RFID,APP | Yes | Chargepoint | Yes | Yes | No | Pedestal | UL | 1 Year parts only | RFID,APP | Yes - both
47QMCA22A000Y | VERDEK, LLC | ChargePoint | Yes - comes with ChargePoint Software | CPF50-L23-PEDMNT-Dual | N/A | CPF50-L23-DUAL | CHARGEPOINT CPF50 PEDESTAL, 23 FT CORD, DUAL, NO CMK | EA | 3963.63 | 3923.9937 | 1% | N/A | 15 | Nationwide | Commercial | 3.8/11.5 | 208 | N/A | Yes | 2 | SAE J1772 | 23 | RFID,APP | Yes | Chargepoint | Yes | Yes | No | Pedestal | UL | 1 Year parts only | RFID,APP | Yes - both
47QMCA22A000Y | VERDEK, LLC | ChargePoint | Yes - comes with ChargePoint Software | CT4011-GW1 | N/A | CT4011-GW1 | SINGLE CHARGER LEVEL 2, GATEWAY OPTION - BOLLARD MOUNT CT4011 | EA | 6304.58 | 6241.5342 | 1% | N/A | 15 | Nationwide | Commercial | 7.2 | 208 | N/A | Yes | 1 | SAE J1772 | 18 | RFID,APP | Yes | Chargepoint | Yes | Yes | No | Pedestal | UL | 1 Year parts only | RFID,APP, CR Card | Yes - both
47QMCA22A000Y | VERDEK, LLC | ChargePoint | Yes - comes with ChargePoint Software | CT4013-GW1 | N/A | CT4013-GW1 | SINGLE CHARGER LEVEL 2, GATEWAY OPTION- WALL CT4013 | EA | 6304.58 | 6241.5342 | 1% | N/A | 15 | Nationwide | Commercial | 7.2 | 208 | N/A | Yes | 1 | SAE J1772 | 18 | RFID,APP, CR Card | Yes | Chargepoint | Yes | Yes | No | Wall | UL | 1 Year parts only | RFID,APP, CR Card | Yes - both
47QMCA22A000Y | VERDEK, LLC | ChargePoint | Yes - comes with ChargePoint Software | CT4021-GW1 | N/A | CT4021-GW1 | DUAL CHARGER LEVEL 2, GATEWAY OPTION - BOLLARD MOUNT CT4021 | EA | 9074.26 | 8983.5174 | 1% | N/A | 15 | Nationwide | Commercial | 7.2 | 208 | N/A | Yes | 2 | SAE J1772 | 18 | RFID,APP, CR Card | Yes | Chargepoint | Yes | Yes | No | Pedestal | UL | 1 Year parts only | RFID,APP, CR Card | Yes - both
47QMCA22A000Y | VERDEK, LLC | ChargePoint | Yes - comes with ChargePoint Software | CT4023-GW1 | N/A | CT4023-GW1 | DUAL CHARGER LEVEL 2, GATEWAY OPTION - WALL CT4023 | EA | 9074.26 | 8983.5174 | 1% | N/A | 15 | Nationwide | Commercial | 7.2 | 208 | N/A | Yes | 2 | SAE J1772 | 18 | RFID,APP, CR Card | Yes | Chargepoint | Yes | Yes | No | Wall | UL | 1 Year parts only | RFID,APP, CR Card | Yes - both
47QMCA22A000Y | VERDEK, LLC | ChargePoint | Yes - comes with ChargePoint Software | CT4025-GW1 | N/A | CT4025-GW1 | DUAL CHARGER LEVEL 2, GATEWAY OPTION, 23' CORD, 8'CMK - BOLLARD MOUNT CT4025 | EA | 10333.2 | 10229.868 | 1% | N/A | 15 | Nationwide | Commercial | 7.2 | 208 | N/A | Yes | 2 | SAE J1772 | 23 | RFID,APP, CR Card | Yes | Chargepoint | Yes | Yes | No | Pedestal | UL | 1 Year parts only | RFID,APP, CR Card | Yes - both
47QMCA22A000Y | VERDEK, LLC | ChargePoint | Yes - comes with ChargePoint Software | CT4027-GW1 | N/A | CT4027-GW1 | DUAL CHARGER LEVEL 2, GATEWAY OPTION, 23' CORD, 8' CMK- WALL CT4027 | EA | 9489.67 | 9394.7733 | 1% | N/A | 15 | Nationwide | Commercial | 7.2 | 208 | N/A | Yes | 2 | SAE J1772 | 23 | RFID,APP, CR Card | Yes | Chargepoint | Yes | Yes | No | Wall | UL | 1 Year parts only | RFID,APP, CR Card | Yes - both
47QMCA22A000Y | VERDEK, LLC | EVoCharge | No - EV Connect software is undergoing FedRAMP review and will not be available for ordering through the BPAs until this process is complete and the platform this product operates on receives an ATO designation or it has been determined does not require one. Purchase this product today through GSA Advantage, but agencies will need to evaluate each product at the agency level to ensure it meets all agency-specific privacy, IT, and cyber supply chain requirements. | EV072-200-001A | N/A | EVC4AA0C2B1A1 | EVoCharge Single Port Wall - with 30A Reel 10ft Interconnect | EA | 1657.43 | 1640.8557 | 1% | N/A | 30 | Nationwide | Commercial | 7.2 | 208 | N/A | Yes | 1 | SAE J1772 | 10 | RFID, QR, APP | Yes | EV Connect | Yes | Yes | No | Wall | UL | 2 year parts only | RFID, QR, APP | Just Voyager
47QMCA22A000Y | VERDEK, LLC | EVoCharge | No - EV Connect software is undergoing FedRAMP review and will not be available for ordering through the BPAs until this process is complete and the platform this product operates on receives an ATO designation or it has been determined does not require one. Purchase this product today through GSA Advantage, but agencies will need to evaluate each product at the agency level to ensure it meets all agency-specific privacy, IT, and cyber supply chain requirements. | EV072-400-002A | N/A | EVC4AA0C1B1B3 | EVoCharge Dual Port Pedestal - with 30A Reel | EA | 4318.79 | 4275.6021 | 1% | N/A | 30 | Nationwide | Commercial | 7.2 | 208 | N/A | Yes | 2 | SAE J1772 | 30 | RFID, QR, APP | Yes | EV Connect | Yes | Yes | No | Pedestal | UL | 2 year parts only | RFID, QR, APP | Just Voyager
47QMCA22A000Y | VERDEK, LLC | ChargePoint | Yes - comes with ChargePoint Software | CP6023X-80A-L7 | N/A | CP6023X-80A-L7 | CP6023, NA, AC Station, 2 x Type 1 Cable, 80A, 1-Phase, 23' Cable, 8' Cable Management Kit, Wall Mount, RFID Reader, Cellular/Wi-Fi, UL, Power Share Jumper, 1YR Parts Warranty. | EA | 10624.69 | 10518.4431 | 1% | N/A | 30 | Nationwide | Commercial | 19.2 | 208 | N/A | Yes | 2 | SAE J1772 | 23 | RFID, APP | Yes | Chargepoint | Yes | Yes | No | Wall | UL | 1 Year parts only | RFID,APP, CR Card | Yes - both
47QMCA22A000Y | VERDEK, LLC | ChargePoint | Yes - comes with ChargePoint Software | CP6013X-80A-L7 | N/A | CP6013X-80A-L7 | CP6013, NA, AC Station, 1 x Type 1 Cable, 80A, 1-Phase, 23' Cable, 8' Cable Management Kit, Wall Mount, RFID Reader, Cellular/Wi-Fi, UL, Power Share Jumper, 1YR Parts Warranty. | EA | 6724.18 | 6656.9382 | 1% | N/A | 30 | Nationwide | Commercial | 19.2 | 208 | N/A | Yes | 1 | SAE J1772 | 23 | RFID, APP | Yes | Chargepoint | Yes | Yes | No | Wall | UL | 1 Year parts only | RFID,APP, CR Card | Yes - both
47QMCA22A000Y | VERDEK, LLC | ChargePoint | Yes - comes with ChargePoint Software | CP6021X-80A-L7 | N/A | CP6021X-80A-L7 | CP6021, NA, AC Station, 2 x Type 1 Cable, 80A, 1-Phase, 23' Cable, 8' Cable Management Kit, Pedestal Mount, RFID Reader, Cellular/Wi-Fi, UL, Power Share Jumper, 1YR Parts Warranty. | EA | 10624.69 | 10518.4431 | 1% | N/A | 30 | Nationwide | Commercial | 19.2 | 208 | N/A | Yes | 2 | SAE J1772 | 23 | RFID, APP | Yes | Chargepoint | Yes | Yes | No | Pedestal | UL | 1 Year parts only | RFID,APP, CR Card | Yes - both
47QMCA22A000Y | VERDEK, LLC | ChargePoint | Yes - comes with ChargePoint Software | CP6011X-80A-L7 | N/A | CP6011X-80A-L7 | CP6011, NA, AC Station, 1 x Type 1 Cable, 80A, 1-Phase, 23' Cable, 8' Cable Management Kit, Pedestal Mount, RFID Reader, Cellular/Wi-Fi, UL, Power Share Jumper, 1YR Parts Warranty. | EA | 6724.18 | 6656.9382 | 1% | N/A | 30 | Nationwide | Commercial | 19.2 | 208 | N/A | Yes | 1 | SAE J1772 | 23 | RFID, APP | Yes | Chargepoint | Yes | Yes | No | Pedestal | UL | 1 Year parts only | RFID,APP, CR Card | Yes - both
47QMCA22A000Y | VERDEK, LLC | EVoCharge | No - EV Connect software is undergoing FedRAMP review and will not be available for ordering through the BPAs until this process is complete and the platform this product operates on receives an ATO designation or it has been determined does not require one. Purchase this product today through GSA Advantage, but agencies will need to evaluate each product at the agency level to ensure it meets all agency-specific privacy, IT, and cyber supply chain requirements. | EVC4AA0C2B1A1 EVSE with 22 ft EVOREEL | N/A | EVC4AA0C2B1A1 EVSE with 22 ft EVOREEL | EVC4AA0C2B1A1 EVSE with 22 ft EVOREEL | EA | 2252.61 | 2230.0839 | 1% | N/A | 15 | Nationwide | Commercial | 7.2 | 208 | N/A | Yes | 1 | SAE J1772 | 22 | RFID, QR, APP | Yes | EV Connect | Yes | Yes | No | Wall | UL | 2 year parts only | RFID, QR, APP | Just Voyager
47QMCA22A000Y | VERDEK, LLC | EVoCharge | No - EV Connect software is undergoing FedRAMP review and will not be available for ordering through the BPAs until this process is complete and the platform this product operates on receives an ATO designation or it has been determined does not require one. Purchase this product today through GSA Advantage, but agencies will need to evaluate each product at the agency level to ensure it meets all agency-specific privacy, IT, and cyber supply chain requirements. | EVC4AB0C2B1A1 iEVSE with 22 ft EVOREEL | N/A | EVC4AB0C2B1A1 iEVSE with 22 ft EVOREEL | EVC4AB0C2B1A1 iEVSE with 22 ft EVOREEL | EA | 2830.68 | 2802.3732 | 1% | N/A | 15 | Nationwide | Commercial | 7.2 | 208 | N/A | Yes | 1 | SAE J1772 | 22 | RFID, QR, APP | Yes | EV Connect | Yes | Yes | No | Wall | UL | 2 year parts only | RFID, QR, APP | Just Voyager
47QMCA22A000Y | VERDEK, LLC | EVoCharge | No - EV Connect software is undergoing FedRAMP review and will not be available for ordering through the BPAs until this process is complete and the platform this product operates on receives an ATO designation or it has been determined does not require one. Purchase this product today through GSA Advantage, but agencies will need to evaluate each product at the agency level to ensure it meets all agency-specific privacy, IT, and cyber supply chain requirements. | EVC4AC0C1B1A1 iEVSE Plus with 22 ft EVOREEL | N/A | EVC4AC0C1B1A1 iEVSE Plus with 22 ft EVOREEL | EVC4AC0C1B1A1 iEVSE Plus with 22 ft EVOREEL | EA | 3544.25 | 3508.8075 | 1% | N/A | 15 | Nationwide | Commercial | 7.2 | 208 | N/A | Yes | 1 | SAE J1772 | 22 | RFID, QR, APP | Yes | EV Connect | Yes | Yes | No | Wall | UL | 2 year parts only | RFID, QR, APP | Just Voyager
47QMCA22A000Y | VERDEK, LLC | EVoCharge | No - EV Connect software is undergoing FedRAMP review and will not be available for ordering through the BPAs until this process is complete and the platform this product operates on receives an ATO designation or it has been determined does not require one. Purchase this product today through GSA Advantage, but agencies will need to evaluate each product at the agency level to ensure it meets all agency-specific privacy, IT, and cyber supply chain requirements. | EVC4AA0C1B1A3 EVSE, Single Port Pedestal with 22 ft EVOREEL | N/A | EVC4AA0C1B1A3 EVSE, Single Port Pedestal with 22 ft EVOREEL | EVC4AA0C1B1A3 EVSE, Single Port Pedestal with 22 ft EVOREEL | EA | 3072.79 | 3042.0621 | 1% | N/A | 15 | Nationwide | Commercial | 7.2 | 208 | N/A | Yes | 1 | SAE J1772 | 22 | RFID, QR, APP | Yes | EV Connect | Yes | Yes | No | Pedestal | UL | 2 year parts only | RFID, QR, APP | Just Voyager
47QMCA22A000Y | VERDEK, LLC | EVoCharge | No - EV Connect software is undergoing FedRAMP review and will not be available for ordering through the BPAs until this process is complete and the platform this product operates on receives an ATO designation or it has been determined does not require one. Purchase this product today through GSA Advantage, but agencies will need to evaluate each product at the agency level to ensure it meets all agency-specific privacy, IT, and cyber supply chain requirements. | EVC4AB0C1B1A3 iEVSE, Single Port Pedestal with 22 ft EVOREEL | N/A | EVC4AB0C1B1A3 iEVSE, Single Port Pedestal with 22 ft EVOREEL | EVC4AB0C1B1A3 iEVSE, Single Port Pedestal with 22 ft EVOREEL | EA | 3650.86 | 3614.3514 | 1% | N/A | 15 | Nationwide | Commercial | 7.2 | 208 | N/A | Yes | 1 | SAE J1772 | 22 | RFID, QR, APP | Yes | EV Connect | Yes | Yes | No | Pedestal | UL | 2 year parts only | RFID, QR, APP | Just Voyager
47QMCA22A000Y | VERDEK, LLC | EVoCharge | No - EV Connect software is undergoing FedRAMP review and will not be available for ordering through the BPAs until this process is complete and the platform this product operates on receives an ATO designation or it has been determined does not require one. Purchase this product today through GSA Advantage, but agencies will need to evaluate each product at the agency level to ensure it meets all agency-specific privacy, IT, and cyber supply chain requirements. | EVC4AC0C1B1A3 iEVSE Plus, Single Port Pedestal with 22 ft EVOREEL | N/A | EVC4AC0C1B1A3 iEVSE Plus, Single Port Pedestal with 22 ft EVOREEL | EVC4AC0C1B1A3 iEVSE Plus, Single Port Pedestal with 22 ft EVOREEL | EA | 4364.43 | 4320.7857 | 1% | N/A | 15 | Nationwide | Commercial | 7.2 | 208 | N/A | Yes | 2 | SAE J1772 | 22 | RFID, QR, APP | Yes | EV Connect | Yes | Yes | No | Pedestal | UL | 2 year parts only | RFID, QR, APP | Just Voyager
47QMCA22A000Y | VERDEK, LLC | EVoCharge | No - EV Connect software is undergoing FedRAMP review and will not be available for ordering through the BPAs until this process is complete and the platform this product operates on receives an ATO designation or it has been determined does not require one. Purchase this product today through GSA Advantage, but agencies will need to evaluate each product at the agency level to ensure it meets all agency-specific privacy, IT, and cyber supply chain requirements. | EVC4AA0C1B1B3 EVSE, Dual Port Pedestal with 22 ft EVOREEL | N/A | EVC4AA0C1B1B3 EVSE, Dual Port Pedestal with 22 ft EVOREEL | EVC4AA0C1B1B3 EVSE, Dual Port Pedestal with 22 ft EVOREEL | EA | 5325.4 | 5272.146 | 1% | N/A | 15 | Nationwide | Commercial | 7.2 | 208 | N/A | Yes | 2 | SAE J1772 | 22 | RFID, QR, APP | Yes | EV Connect | Yes | Yes | No | Pedestal | UL | 2 year parts only | RFID, QR, APP | Just Voyager
47QMCA22A000Y | VERDEK, LLC | EVoCharge | No - EV Connect software is undergoing FedRAMP review and will not be available for ordering through the BPAs until this process is complete and the platform this product operates on receives an ATO designation or it has been determined does not require one. Purchase this product today through GSA Advantage, but agencies will need to evaluate each product at the agency level to ensure it meets all agency-specific privacy, IT, and cyber supply chain requirements. | EVC4AB0C1B1B3 iEVSE, Dual Port Pedestal with 22 ft EVOREEL | N/A | EVC4AB0C1B1B3 iEVSE, Dual Port Pedestal with 22 ft EVOREEL | EVC4AB0C1B1B3 iEVSE, Dual Port Pedestal with 22 ft EVOREEL | EA | 6481.54 | 6416.7246 | 1% | N/A | 15 | Nationwide | Commercial | 7.2 | 208 | N/A | Yes | 2 | SAE J1772 | 22 | RFID, QR, APP | Yes | EV Connect | Yes | Yes | No | Pedestal | UL | 2 year parts only | RFID, QR, APP | Just Voyager
47QMCA22A000Y | VERDEK, LLC | EVoCharge | No - EV Connect software is undergoing FedRAMP review and will not be available for ordering through the BPAs until this process is complete and the platform this product operates on receives an ATO designation or it has been determined does not require one. Purchase this product today through GSA Advantage, but agencies will need to evaluate each product at the agency level to ensure it meets all agency-specific privacy, IT, and cyber supply chain requirements. | EVC4AC0C1B1B3 iEVSE Plus, Dual Port Pedestal with 22 ft EVOREEL | N/A | EVC4AC0C1B1B3 iEVSE Plus, Dual Port Pedestal with 22 ft EVOREEL | EVC4AC0C1B1B3 iEVSE Plus, Dual Port Pedestal with 22 ft EVOREEL | EA | 7908.66 | 7829.5734 | 1% | N/A | 15 | Nationwide | Commercial | 7.2 | 208 | N/A | Yes | 2 | SAE J1772 | 22 | RFID, QR, APP | Yes | EV Connect | Yes | Yes | No | Pedestal | UL | 2 year parts only | RFID, QR, APP | Just Voyager
47QMCA22A000Y | VERDEK, LLC | EVoCharge | No - EV Connect software is undergoing FedRAMP review and will not be available for ordering through the BPAs until this process is complete and the platform this product operates on receives an ATO designation or it has been determined does not require one. Purchase this product today through GSA Advantage, but agencies will need to evaluate each product at the agency level to ensure it meets all agency-specific privacy, IT, and cyber supply chain requirements. | EVC3AA0B2A1A1 EVSE, Single Port Wall with Retractor | N/A | EVC3AA0B2A1A1 EVSE, Single Port Wall with Retractor | EVC3AA0B2A1A1 EVSE, Single Port Wall with Retractor | EA | 1306.25 | 1293.1875 | 1% | N/A | 15 | Nationwide | Commercial | 7.2 | 208 | N/A | Yes | 1 | SAE J1772 | 22 | RFID, QR, APP | Yes | EV Connect | Yes | Yes | No | Wall | UL | 2 year parts only | RFID, QR, APP | Just Voyager
47QMCA22A000Y | VERDEK, LLC | EVoCharge | No - EV Connect software is undergoing FedRAMP review and will not be available for ordering through the BPAs until this process is complete and the platform this product operates on receives an ATO designation or it has been determined does not require one. Purchase this product today through GSA Advantage, but agencies will need to evaluate each product at the agency level to ensure it meets all agency-specific privacy, IT, and cyber supply chain requirements. | EVC3AB0B2A1A1 iEVSE, Single Port Wall with Retractor | N/A | EVC3AB0B2A1A1 iEVSE, Single Port Wall with Retractor | EVC3AB0B2A1A1 iEVSE, Single Port Wall with Retractor | EA | 1884.32 | 1865.4768 | 1% | N/A | 15 | Nationwide | Commercial | 7.2 | 208 | N/A | Yes | 1 | SAE J1772 | 22 | RFID, QR, APP | Yes | EV Connect | Yes | Yes | No | Wall | UL | 2 year parts only | RFID, QR, APP | Just Voyager
47QMCA22A000Y | VERDEK, LLC | EVoCharge | No - EV Connect software is undergoing FedRAMP review and will not be available for ordering through the BPAs until this process is complete and the platform this product operates on receives an ATO designation or it has been determined does not require one. Purchase this product today through GSA Advantage, but agencies will need to evaluate each product at the agency level to ensure it meets all agency-specific privacy, IT, and cyber supply chain requirements. | EVC3AC0B1A1A1 iEVSE Plus, Single Port Wall with Retractor | N/A | EVC3AC0B1A1A1 iEVSE Plus, Single Port Wall with Retractor | EVC3AC0B1A1A1 iEVSE Plus, Single Port Wall with Retractor | EA | 2597.89 | 2571.9111 | 1% | N/A | 15 | Nationwide | Commercial | 7.2 | 208 | N/A | Yes | 1 | SAE J1772 | 22 | RFID, QR, APP | Yes | EV Connect | Yes | Yes | No | Wall | UL | 2 year parts only | RFID, QR, APP | Just Voyager
47QMCA22A000Y | VERDEK, LLC | EVoCharge | No - EV Connect software is undergoing FedRAMP review and will not be available for ordering through the BPAs until this process is complete and the platform this product operates on receives an ATO designation or it has been determined does not require one. Purchase this product today through GSA Advantage, but agencies will need to evaluate each product at the agency level to ensure it meets all agency-specific privacy, IT, and cyber supply chain requirements. | EVC3AA0B1A1A4 EVSE, Single Port Pedestal with Retractor | N/A | EVC3AA0B1A1A4 EVSE, Single Port Pedestal with Retractor | EVC3AA0B1A1A4 EVSE, Single Port Pedestal with Retractor | EA | 2264.08 | 2241.4392 | 1% | N/A | 15 | Nationwide | Commercial | 7.2 | 208 | N/A | Yes | 1 | SAE J1772 | 22 | RFID, QR, APP | Yes | EV Connect | Yes | Yes | No | Pedestal | UL | 2 year parts only | RFID, QR, APP | Just Voyager
47QMCA22A000Y | VERDEK, LLC | EVoCharge | No - EV Connect software is undergoing FedRAMP review and will not be available for ordering through the BPAs until this process is complete and the platform this product operates on receives an ATO designation or it has been determined does not require one. Purchase this product today through GSA Advantage, but agencies will need to evaluate each product at the agency level to ensure it meets all agency-specific privacy, IT, and cyber supply chain requirements. | EVC3AB0B1A1A4 iEVSE, Single Port Pedestal with Retractor | N/A | EVC3AB0B1A1A4 iEVSE, Single Port Pedestal with Retractor | EVC3AB0B1A1A4 iEVSE, Single Port Pedestal with Retractor | EA | 2842.16 | 2813.7384 | 1% | N/A | 15 | Nationwide | Commercial | 7.2 | 208 | N/A | Yes | 1 | SAE J1772 | 22 | RFID, QR, APP | Yes | EV Connect | Yes | Yes | No | Pedestal | UL | 2 year parts only | RFID, QR, APP | Just Voyager
47QMCA22A000Y | VERDEK, LLC | EVoCharge | No - EV Connect software is undergoing FedRAMP review and will not be available for ordering through the BPAs until this process is complete and the platform this product operates on receives an ATO designation or it has been determined does not require one. Purchase this product today through GSA Advantage, but agencies will need to evaluate each product at the agency level to ensure it meets all agency-specific privacy, IT, and cyber supply chain requirements. | EVC3AC0B1A1A4 iEVSE Plus, Single Port Pedestal with Retractor | N/A | EVC3AC0B1A1A4 iEVSE Plus, Single Port Pedestal with Retractor | EVC3AC0B1A1A4 iEVSE Plus, Single Port Pedestal with Retractor | EA | 3555.72 | 3520.1628 | 1% | N/A | 15 | Nationwide | Commercial | 7.2 | 208 | N/A | Yes | 1 | SAE J1772 | 22 | RFID, QR, APP | Yes | EV Connect | Yes | Yes | No | Pedestal | UL | 2 year parts only | RFID, QR, APP | Just Voyager
47QMCA22A000Y | VERDEK, LLC | EVoCharge | No - EV Connect software is undergoing FedRAMP review and will not be available for ordering through the BPAs until this process is complete and the platform this product operates on receives an ATO designation or it has been determined does not require one. Purchase this product today through GSA Advantage, but agencies will need to evaluate each product at the agency level to ensure it meets all agency-specific privacy, IT, and cyber supply chain requirements. | EVC3AA0B1A1B4 EVSE, Dual Port Pedestal with Retractors | N/A | EVC3AA0B1A1B4 EVSE, Dual Port Pedestal with Retractors | EVC3AA0B1A1B4 EVSE, Dual Port Pedestal with Retractors | EA | 3570.34 | 3534.6366 | 1% | N/A | 15 | Nationwide | Commercial | 7.2 | 208 | N/A | Yes | 2 | SAE J1772 | 22 | RFID, QR, APP | Yes | EV Connect | Yes | Yes | No | Pedestal | UL | 2 year parts only | RFID, QR, APP | Just Voyager
47QMCA22A000Y | VERDEK, LLC | EVoCharge | No - EV Connect software is undergoing FedRAMP review and will not be available for ordering through the BPAs until this process is complete and the platform this product operates on receives an ATO designation or it has been determined does not require one. Purchase this product today through GSA Advantage, but agencies will need to evaluate each product at the agency level to ensure it meets all agency-specific privacy, IT, and cyber supply chain requirements. | EVC3AB0B1A1B4 iEVSE, Dual Port Pedestals with Retractors | N/A | EVC3AB0B1A1B4 iEVSE, Dual Port Pedestals with Retractors | EVC3AB0B1A1B4 iEVSE, Dual Port Pedestals with Retractors | EA | 4726.48 | 4679.2152 | 1% | N/A | 15 | Nationwide | Commercial | 7.2 | 208 | N/A | Yes | 2 | SAE J1772 | 22 | RFID, QR, APP | Yes | EV Connect | Yes | Yes | No | Pedestal | UL | 2 year parts only | RFID, QR, APP | Just Voyager
47QMCA22A000Y | VERDEK, LLC | EVoCharge | No - EV Connect software is undergoing FedRAMP review and will not be available for ordering through the BPAs until this process is complete and the platform this product operates on receives an ATO designation or it has been determined does not require one. Purchase this product today through GSA Advantage, but agencies will need to evaluate each product at the agency level to ensure it meets all agency-specific privacy, IT, and cyber supply chain requirements. | EVC3AC0B1A1B4 iEVSE Plus, Dual Port Pedestals with Retractors | N/A | EVC3AC0B1A1B4 iEVSE Plus, Dual Port Pedestals with Retractors | EVC3AC0B1A1B4 iEVSE Plus, Dual Port Pedestals with Retractors | EA | 6153.6 | 6092.064 | 1% | N/A | 15 | Nationwide | Commercial | 7.2 | 208 | N/A | Yes | 2 | SAE J1772 | 22 | RFID, QR, APP | Yes | EV Connect | Yes | Yes | No | Pedestal | UL | 2 year parts only | RFID, QR, APP | Just Voyager
47QMCA22A000Y | VERDEK, LLC | EVoCharge | No - EV Connect software is undergoing FedRAMP review and will not be available for ordering through the BPAs until this process is complete and the platform this product operates on receives an ATO designation or it has been determined does not require one. Purchase this product today through GSA Advantage, but agencies will need to evaluate each product at the agency level to ensure it meets all agency-specific privacy, IT, and cyber supply chain requirements. | EVC3AA0A2E1A1 EVSE, Single Port Wall, 18 ft | N/A | EVC3AA0A2E1A1 EVSE, Single Port Wall, 18 ft | EVC3AA0A2E1A1 EVSE, Single Port Wall, 18 ft | EA | 738.44 | 731.0556 | 1% | N/A | 15 | Nationwide | Commercial | 7.2 | 208 | N/A | Yes | 1 | SAE J1772 | 18 | RFID, QR, APP | Yes | EV Connect | Yes | Yes | No | Wall | UL | 2 year parts only | RFID, QR, APP | Just Voyager
47QMCA22A000Y | VERDEK, LLC | EVoCharge | No - EV Connect software is undergoing FedRAMP review and will not be available for ordering through the BPAs until this process is complete and the platform this product operates on receives an ATO designation or it has been determined does not require one. Purchase this product today through GSA Advantage, but agencies will need to evaluate each product at the agency level to ensure it meets all agency-specific privacy, IT, and cyber supply chain requirements. | EVC3AA0B2E1A1 EVSE, Single Port Wall, 25 ft | N/A | EVC3AA0B2E1A1 EVSE, Single Port Wall, 25 ft | EVC3AA0B2E1A1 EVSE, Single Port Wall, 25 ft | EA | 761.38 | 753.7662 | 1% | N/A | 15 | Nationwide | Commercial | 7.2 | 208 | N/A | Yes | 1 | SAE J1772 | 25 | RFID, QR, APP | Yes | EV Connect | Yes | Yes | No | Wall | UL | 2 year parts only | RFID, QR, APP | Just Voyager
47QMCA22A000Y | VERDEK, LLC | EVoCharge | No - EV Connect software is undergoing FedRAMP review and will not be available for ordering through the BPAs until this process is complete and the platform this product operates on receives an ATO designation or it has been determined does not require one. Purchase this product today through GSA Advantage, but agencies will need to evaluate each product at the agency level to ensure it meets all agency-specific privacy, IT, and cyber supply chain requirements. | EVC3AB0A2E1A1 iEVSE, Single Port Wall, 18 ft | N/A | EVC3AB0A2E1A1 iEVSE, Single Port Wall, 18 ft | EVC3AB0A2E1A1 iEVSE, Single Port Wall, 18 ft | EA | 1315.68 | 1302.5232 | 1% | N/A | 15 | Nationwide | Commercial | 7.2 | 208 | N/A | Yes | 1 | SAE J1772 | 18 | RFID, QR, APP | Yes | EV Connect | Yes | Yes | No | Wall | UL | 2 year parts only | RFID, QR, APP | Just Voyager
47QMCA22A000Y | VERDEK, LLC | EVoCharge | No - EV Connect software is undergoing FedRAMP review and will not be available for ordering through the BPAs until this process is complete and the platform this product operates on receives an ATO designation or it has been determined does not require one. Purchase this product today through GSA Advantage, but agencies will need to evaluate each product at the agency level to ensure it meets all agency-specific privacy, IT, and cyber supply chain requirements. | EVC3AB0B2E1A1 iEVSE, Single Port Wall, 25 ft | N/A | EVC3AB0B2E1A1 iEVSE, Single Port Wall, 25 ft | EVC3AB0B2E1A1 iEVSE, Single Port Wall, 25 ft | EA | 1338.62 | 1325.2338 | 1% | N/A | 15 | Nationwide | Commercial | 7.2 | 208 | N/A | Yes | 1 | SAE J1772 | 25 | RFID, QR, APP | Yes | EV Connect | Yes | Yes | No | Wall | UL | 2 year parts only | RFID, QR, APP | Just Voyager
47QMCA22A000Y | VERDEK, LLC | EVoCharge | No - EV Connect software is undergoing FedRAMP review and will not be available for ordering through the BPAs until this process is complete and the platform this product operates on receives an ATO designation or it has been determined does not require one. Purchase this product today through GSA Advantage, but agencies will need to evaluate each product at the agency level to ensure it meets all agency-specific privacy, IT, and cyber supply chain requirements. | EVC4AA0D2B1A1 EVSE + EVOREEL - Wall Mounted w/ 30' Cable | N/A | EVC4AA0D2B1A1 EVSE + EVOREEL - Wall Mounted w/ 30' Cable | EVC4AA0D2B1A1 EVSE + EVOREEL - Wall Mounted w/ 30' Cable | EA | 2378.79 | 2355.0021 | 1% | N/A | 15 | Nationwide | Commercial | 7.2 | 208 | N/A | Yes | 1 | SAE J1772 | 30 | RFID, QR, APP | Yes | EV Connect | Yes | Yes | No | Wall | UL | 2 year parts only | RFID, QR, APP | Just Voyager
47QMCA22A000Y | VERDEK, LLC | EVoCharge | No - EV Connect software is undergoing FedRAMP review and will not be available for ordering through the BPAs until this process is complete and the platform this product operates on receives an ATO designation or it has been determined does not require one. Purchase this product today through GSA Advantage, but agencies will need to evaluate each product at the agency level to ensure it meets all agency-specific privacy, IT, and cyber supply chain requirements. | EVC3AC0A1E1A1 iEVSE Plus + No Cable Mgmt - Wall Mounted w/ 18' Cable, Open Network | N/A | EVC3AC0A1E1A1 iEVSE Plus + No Cable Mgmt - Wall Mounted w/ 18' Cable, Open Network | EVC3AC0A1E1A1 iEVSE Plus + No Cable Mgmt - Wall Mounted w/ 18' Cable, Open Network | EA | 2030.08 | 2009.7792 | 1% | N/A | 15 | Nationwide | Commercial | 7.2 | 208 | N/A | Yes | 1 | SAE J1772 | 18 | RFID, QR, APP | Yes | EV Connect | Yes | Yes | No | Wall | UL | 2 year parts only | RFID, QR, APP | Just Voyager
47QMCA22A000Y | VERDEK, LLC | EVoCharge | No - EV Connect software is undergoing FedRAMP review and will not be available for ordering through the BPAs until this process is complete and the platform this product operates on receives an ATO designation or it has been determined does not require one. Purchase this product today through GSA Advantage, but agencies will need to evaluate each product at the agency level to ensure it meets all agency-specific privacy, IT, and cyber supply chain requirements. | EVC3AC0B1E1A1 iEVSE Plus + No Cable Mgmt - Wall Mounted w/ 25' Cable, Open Network | N/A | EVC3AC0B1E1A1 iEVSE Plus + No Cable Mgmt - Wall Mounted w/ 25' Cable, Open Network | EVC3AC0B1E1A1 iEVSE Plus + No Cable Mgmt - Wall Mounted w/ 25' Cable, Open Network | EA | 2053.02 | 2032.4898 | 1% | N/A | 15 | Nationwide | Commercial | 7.2 | 208 | N/A | Yes | 1 | SAE J1772 | 25 | RFID, QR, APP | Yes | EV Connect | Yes | Yes | No | Wall | UL | 2 year parts only | RFID, QR, APP | Just Voyager
47QMCA22A000Y | VERDEK, LLC | EVoCharge | No - EV Connect software is undergoing FedRAMP review and will not be available for ordering through the BPAs until this process is complete and the platform this product operates on receives an ATO designation or it has been determined does not require one. Purchase this product today through GSA Advantage, but agencies will need to evaluate each product at the agency level to ensure it meets all agency-specific privacy, IT, and cyber supply chain requirements. | EVC3AA0A1E1A2 EVSE + No Cable Mgmt - Single Port Pedestal w/ 18' Cable | N/A | EVC3AA0A1E1A2 EVSE + No Cable Mgmt - Single Port Pedestal w/ 18' Cable | EVC3AA0A1E1A2 EVSE + No Cable Mgmt - Single Port Pedestal w/ 18' Cable | EA | 1283.3 | 1270.467 | 1% | N/A | 15 | Nationwide | Commercial | 7.2 | 208 | N/A | Yes | 1 | SAE J1772 | 18 | RFID, QR, APP | Yes | EV Connect | Yes | Yes | No | Pedestal | UL | 2 year parts only | RFID, QR, APP | Just Voyager
47QMCA22A000Y | VERDEK, LLC | EVoCharge | No - EV Connect software is undergoing FedRAMP review and will not be available for ordering through the BPAs until this process is complete and the platform this product operates on receives an ATO designation or it has been determined does not require one. Purchase this product today through GSA Advantage, but agencies will need to evaluate each product at the agency level to ensure it meets all agency-specific privacy, IT, and cyber supply chain requirements. | EVC3AB0A1E1A2 iEVSE + No Cable Mgmt - Single Port Pedestal w/ 18' Cable, Open Network | N/A | EVC3AB0A1E1A2 iEVSE + No Cable Mgmt - Single Port Pedestal w/ 18' Cable, Open Network | EVC3AB0A1E1A2 iEVSE + No Cable Mgmt - Single Port Pedestal w/ 18' Cable, Open Network | EA | 1861.38 | 1842.7662 | 1% | N/A | 15 | Nationwide | Commercial | 7.2 | 208 | N/A | Yes | 1 | SAE J1772 | 18 | RFID, QR, APP | Yes | EV Connect | Yes | Yes | No | Pedestal | UL | 2 year parts only | RFID, QR, APP | Just Voyager
47QMCA22A000Y | VERDEK, LLC | EVoCharge | No - EV Connect software is undergoing FedRAMP review and will not be available for ordering through the BPAs until this process is complete and the platform this product operates on receives an ATO designation or it has been determined does not require one. Purchase this product today through GSA Advantage, but agencies will need to evaluate each product at the agency level to ensure it meets all agency-specific privacy, IT, and cyber supply chain requirements. | EVC3AC0A1E1A2 iEVSE Plus + No Cable Mgmt - Single Port Pedestal w/ 18' Cable, Open Network | N/A | EVC3AC0A1E1A2 iEVSE Plus + No Cable Mgmt - Single Port Pedestal w/ 18' Cable, Open Network | EVC3AC0A1E1A2 iEVSE Plus + No Cable Mgmt - Single Port Pedestal w/ 18' Cable, Open Network | EA | 2574.95 | 2549.2005 | 1% | N/A | 15 | Nationwide | Commercial | 7.2 | 208 | N/A | Yes | 1 | SAE J1772 | 18 | RFID, QR, APP | Yes | EV Connect | Yes | Yes | No | Pedestal | UL | 2 year parts only | RFID, QR, APP | Just Voyager
47QMCA22A000Y | VERDEK, LLC | EVoCharge | No - EV Connect software is undergoing FedRAMP review and will not be available for ordering through the BPAs until this process is complete and the platform this product operates on receives an ATO designation or it has been determined does not require one. Purchase this product today through GSA Advantage, but agencies will need to evaluate each product at the agency level to ensure it meets all agency-specific privacy, IT, and cyber supply chain requirements. | EVC3AA0A1E1B2 EVSE + No Cable Mgmt - Dual Port Pedestal w/ 18' Cable | N/A | EVC3AA0A1E1B2 EVSE + No Cable Mgmt - Dual Port Pedestal w/ 18' Cable | EVC3AA0A1E1B2 EVSE + No Cable Mgmt - Dual Port Pedestal w/ 18' Cable | EA | 2021.74 | 2001.5226 | 1% | N/A | 15 | Nationwide | Commercial | 7.2 | 208 | N/A | Yes | 2 | SAE J1772 | 18 | RFID, QR, APP | Yes | EV Connect | Yes | Yes | No | Pedestal | UL | 2 year parts only | RFID, QR, APP | Just Voyager
47QMCA22A000Y | VERDEK, LLC | EVoCharge | No - EV Connect software is undergoing FedRAMP review and will not be available for ordering through the BPAs until this process is complete and the platform this product operates on receives an ATO designation or it has been determined does not require one. Purchase this product today through GSA Advantage, but agencies will need to evaluate each product at the agency level to ensure it meets all agency-specific privacy, IT, and cyber supply chain requirements. | EVC3AB0A1E1B2 iEVSE + No Cable Mgmt - Dual Port Pedestal w/ 18' Cable, Open Network | N/A | EVC3AB0A1E1B2 iEVSE + No Cable Mgmt - Dual Port Pedestal w/ 18' Cable, Open Network | EVC3AB0A1E1B2 iEVSE + No Cable Mgmt - Dual Port Pedestal w/ 18' Cable, Open Network | EA | 3177.88 | 3146.1012 | 1% | N/A | 15 | Nationwide | Commercial | 7.2 | 208 | N/A | Yes | 2 | SAE J1772 | 18 | RFID, QR, APP | Yes | EV Connect | Yes | Yes | No | Pedestal | UL | 2 year parts only | RFID, QR, APP | Just Voyager
47QMCA22A000Y | VERDEK, LLC | EVoCharge | No - EV Connect software is undergoing FedRAMP review and will not be available for ordering through the BPAs until this process is complete and the platform this product operates on receives an ATO designation or it has been determined does not require one. Purchase this product today through GSA Advantage, but agencies will need to evaluate each product at the agency level to ensure it meets all agency-specific privacy, IT, and cyber supply chain requirements. | EVC3AC0A1E1B2 iEVSE Plus + No Cable Mgmt - Dual Port Pedestal w/ 18' Cable, Open Network | N/A | EVC3AC0A1E1B2 iEVSE Plus + No Cable Mgmt - Dual Port Pedestal w/ 18' Cable, Open Network | EVC3AC0A1E1B2 iEVSE Plus + No Cable Mgmt - Dual Port Pedestal w/ 18' Cable, Open Network | EA | 4605.01 | 4558.9599 | 1% | N/A | 15 | Nationwide | Commercial | 7.2 | 208 | N/A | Yes | 2 | SAE J1772 | 18 | RFID, QR, APP | Yes | EV Connect | Yes | Yes | No | Pedestal | UL | 2 year parts only | RFID, QR, APP | Just Voyager

## CLIN 0003 - EVSE DC Fast
BPA Number | Organization Name | HARDWARE MANUFACTURER NAME | Available for Order Through BPA Today | MFR PART NO | DEALER PART NO (if applicable) | PRODUCT NAME | PRODUCT DESCRIPTION | UOI | DISCOUNT PRICE OFFERED TO GSA (including IFF) | BPA Price Offered | BPA Discount to MAS | Additional Quantity/Volume Discounts | Contract Ship Days (CONUS) | Type (Standard/Dual Port different Connectors, EVSE DC Fast Integrated-Storage etc.) | Commercial or Residential | Total Output (kW) | Input Current | Efficiency (%) | Number of Ports | Vehicle Connector Types (J1772/Tesla etc.) | Charging Cord Length (ft) | Method of Initiating Charge / Authentication (RFID, Mobile App, QR Code etc.) | Networked Station (Y/N) | If Networked, Preferred or Standard Network | OCPP 1.6J- Compliant (Y/N) | OCPP 1.6J- Compliant (If N, explain level of effort required (Cost/Ease) to switch to a different network. | V2G Capable | Mount Type | Safety and Compliance (specify applicable certifications & ratings) | Warranty (Description, coverage & duration) | Payment Mechanism (Credit Card Swipe, RFID, App, etc.) | WEX or Voyager Credit Card Accepted?
47QMCA22A0002 | AMERESCO FEDERAL SOLUTIONS, INC. | ABB E-mobility Inc. | No - EV Connect software is undergoing FedRAMP review and will not be available for ordering through the BPAs until this process is complete and the platform this product operates on receives an ATO designation or it has been determined does not require one. Purchase this product today through GSA Advantage, but agencies will need to evaluate each product at the agency level to ensure it meets all agency-specific privacy, IT, and cyber supply chain requirements. | ABB - Heavy Vehicle Chargers | N/A | ABB - Heavy Vehicle Chargers | The HVC (Heavy Vehicle Charger) consists of both a remote mounted power cabinet and a charge post. ABB HVC-C UL Depot Charging systems offer a highly reliable, intelligent and cost-effective solution to charge large EV fleets such as buses, trucks and other commercial vehicles.HVC-150 - 150 kW DC Fast Charger rated up to 850 VDC, One 150 kW Power Cabinet and (1) Depot Charge Box with 23 foot CCS-1 cable, cellular modem, 2 year warranty - HVC robustness package included : Redundant auxiliary power supply; Low temperature option: integrated Heating system for extension of the operating temperature to -35 degC to +50 degC, Active | EA | 99856.93 | 99856.93 | 0% | N/A | 120 | HVC-150 - 150 kW DC Fast Charger rated up to 850 VDC, One 150 kW Power Cabinet and (1) Depot Charge Box with 23 foot CCS-1 cable, cellular modem, 2 year warranty - HVC robustness package included : Redundant auxiliary power supply; Low temperature option: integrated Heating system for extension of the operating temperature to -35 degC to +50 degC, Active | Commercial | 150 | (198A - 3-phase) | 0.94 | 1 | CCS-1 | 23 | Usually behind the fence so authorization is not needed. Plug n charge is available as well | Yes | EV Connect | Yes | Switching OCPP 1.6J network providers is simple and low-cost. The majority of work involves switching the URL connection point to the particular network operator (assuming the new network operator is OCPP 1.6J compliant and confirmed functional with ABB chargers). | No | Floor / wall, rack, pedestal | UL Certified, CE. | 2 years | N/A | No
47QMCA22A0002 | AMERESCO FEDERAL SOLUTIONS, INC. | BTC Power | No - EV Connect software is undergoing FedRAMP review and will not be available for ordering through the BPAs until this process is complete and the platform this product operates on receives an ATO designation or it has been determined does not require one. Purchase this product today through GSA Advantage, but agencies will need to evaluate each product at the agency level to ensure it meets all agency-specific privacy, IT, and cyber supply chain requirements. | HPCD1-350-01-003 -350A | N/A | BTC - HPCD1-350-01-003 -350A Level 4 Dispenser CHAdeMO/CCS1 | 350A Level 4 Dispenser CHAdeMO/CCS1 | EA | 34831.23 | 34831.23 | 0% | N/A | 120 | 350A Level 4 Dispenser CHAdeMO/CCS1 | Commercial | 350 | 120 VAC, 10 A (aux.) | >92% | 2 | CCS1 & CHAdeMO combo | 20 ft standard, 25 ft extended length available | Credit Card & RFID | Yes | EV Connect | Yes | Very simple to switch to a new software supplier. The new suppliers OCPP s/w can be downloaded over the air, onsite visit required to switch out SIM card and place new station ID decals on EVSE. | No | Floor Mount | Certified by Intertek, a Nationally Recogized Testing Laboratory - Intertek certifies to all UL/ cUL/ NEC/ FCC requirements | 2-year manufacturers warranty, parts only, begins on date of installation or 60-days from the ship date from the factory, whichever occurs first. | RFID, Credit Card, EMV, QR Code, ISO 15118 (optional) | Yes - both
47QMCA22A0002 | AMERESCO FEDERAL SOLUTIONS, INC. | BTC Power | No - EV Connect software is undergoing FedRAMP review and will not be available for ordering through the BPAs until this process is complete and the platform this product operates on receives an ATO designation or it has been determined does not require one. Purchase this product today through GSA Advantage, but agencies will need to evaluate each product at the agency level to ensure it meets all agency-specific privacy, IT, and cyber supply chain requirements. | HPCT-200-480-2 | N/A | BTC - HPCT-200-480-2 Level 4 Tower 200kW 480VAC 2 Dispenser | Level 4 Tower 200kW 480VAC 2 Dispenser | EA | 52625 | 52625 | 0% | N/A | 120 | Power | Commercial | 200 | 480 VAC, 264 A | > 92% | 2 | N/A | N/A | N/A | Yes | EV Connect | Yes | Very simple to switch to a new software supplier. The new suppliers OCPP s/w can be downloaded over the air, onsite visit required to switch out SIM card and place new station ID decals on EVSE. | No | Floor Mount | Certified by Intertek, a Nationally Recogized Testing Laboratory - Intertek certifies to all UL/ cUL/ NEC/ FCC requirements | 2-year manufacturers warranty, parts only, begins on date of installation or 60-days from the ship date from the factory, whichever occurs first. | N/A | N/A
47QMCA22A0003 | APOLLO SUNGUARD SYSTEMS, INC. | ChargePoint | Yes - comes with ChargePoint Software | CPE250C-625-CCS1-CHD | N/A | CPE250C-625-CCS1-CHD | CP Express 250 Station (62.5 KW) includes Express 250 Station, 2x power Modules, 1x CCS1 cable, 1x CHAdeMO cable, North America Modem / SIM, cUL and UL listed, requires CPE250-CMT-IMPERIAL in US. CPE250-CMT-IMPERIAL not included. | EA | 40564.23 | 39055.24 | 3.72% | N/A | 120 DAYS | CCS & CHAdeMO only charges 1 vehicle at a time | Commercial | 62.5kW (standalone) 125kW (paired) | 80A | >96% | 2 | CCS & CHAdeMO combo | 14 | RFID, Mobile App | Yes | Standard | Yes | level of effort will be determined case by case | Not at this time, as we monitor advancements and market adoption of the technology. | Ground | UL and cUL listed: complies with UL 2202, UL 2231-1, UL 2231-2, CSA 107.1 CE marking: complies with IEC 62196, IEC 61857 | one year standard parts only warranty; additional years of coverage are available under our Assure Program: https://www.chargepoint.com/products/service | Contactless Credit Card, RFID, Tap to Pay with Mobile app, call center, roaming | Yes
47QMCA22A0003 | APOLLO SUNGUARD SYSTEMS, INC. | ChargePoint | Yes - comes with ChargePoint Software | EXPP-PL1011X-2A1S1 | N/A | EXPP-PL1011X-2A1S1 | Express Plus Power Link PL1000 series, North America, 1x CCS1 200A 4.5m cable, 1 Holster, 2.4m Cable management kit, Pedestal, RFID reader, Cellular/WiFi, UL listed, Single input, 1 year warranty. Requires at least one Power Block with Power Modules | EA | 16988.55 | 16356.5759 | 3.72% | N/A | 120 DAYS | Chademo, CCS1, CCS2, NACS | Commercial | up to 500kW | 100A | >96% | 2 | Chademo, CCS1, CCS2, NACS | 15, 25 or 33' | RFID, Mobile App, Contactless Credit Card | Yes | Standard | Yes |  | Not at this time, as we monitor advancements and market adoption of the technology. | Ground | UL and cUL listed: complies with UL 2202, UL 2231-1, UL 2231-2, CSA 107.1 CE marking: complies with IEC 62196, IEC 61857 | one year standard parts only warranty; additional years of coverage are available under our Assure Program: https://www.chargepoint.com/products/service | Contactless Credit Card, RFID, Tap to Pay with Mobile app, call center, roaming | Yes
47QMCA22A0003 | APOLLO SUNGUARD SYSTEMS, INC. | ChargePoint | Yes - comes with ChargePoint Software | EXPP-PL1021X-2A1S1-2A1S1-FTA | N/A | EXPP-PL1021X-2A1S1-2A1S1-FTA | BUY AMERICA FTA compliant. Express Plus Power Link PL1000 series, North America, 2x CCS1 200A 4.5m cable, 2 Holsters, 2.4m Cable management kit, Pedestal, RFID reader, Cellular/WiFi, UL listed, Single input, 1 year warranty. Requires at least one Power Block with Power Modules | EA | 21874.62 | 21060.8841 | 3.72% | N/A | 120 DAYS | Chademo, CCS1, CCS2, NACS | Commercial | up to 500kW | 100A | >96% | 2 | Chademo, CCS1, CCS2, NACS | 15, 25 or 33' | RFID, Mobile App, Contactless Credit Card | Yes | Standard | Yes |  | Not at this time, as we monitor advancements and market adoption of the technology. | Ground | UL and cUL listed: complies with UL 2202, UL 2231-1, UL 2231-2, CSA 107.1 CE marking: complies with IEC 62196, IEC 61857 | one year standard parts only warranty; additional years of coverage are available under our Assure Program: https://www.chargepoint.com/products/service | Contactless Credit Card, RFID, Tap to Pay with Mobile app, call center, roaming | Yes
47QMCA22A0003 | APOLLO SUNGUARD SYSTEMS, INC. | ChargePoint | Yes - comes with ChargePoint Software | EXPP-PL1011X-5A1S1-FTA | N/A | EXPP-PL1011X-5A1S1-FTA | BUY AMERICA FTA compliant. Express Plus Power Link PL1000 series, North America, 1x CCS1 350A 4.5m cable, 1 Holster, 2.4m Cable management kit, Pedestal, RFID reader, Cellular/WiFi, UL listed, Single input, 1 year warranty. Requires at least one Power Block with Power Modules | EA | 21874.62 | 21060.8841 | 3.72% | N/A | 120 DAYS | Chademo, CCS1, CCS2, NACS | Commercial | up to 500kW | 100A | >96% | 2 | Chademo, CCS1, CCS2, NACS | 15, 25 or 33' | RFID, Mobile App, Contactless Credit Card | Yes | Standard | Yes |  | Not at this time, as we monitor advancements and market adoption of the technology. | Ground | UL and cUL listed: complies with UL 2202, UL 2231-1, UL 2231-2, CSA 107.1 CE marking: complies with IEC 62196, IEC 61857 | one year standard parts only warranty; additional years of coverage are available under our Assure Program: https://www.chargepoint.com/products/service | Contactless Credit Card, RFID, Tap to Pay with Mobile app, call center, roaming | Yes
47QMCA22A0003 | APOLLO SUNGUARD SYSTEMS, INC. | ChargePoint | Yes - comes with ChargePoint Software | EXPP-PL1011X-5A1S1 | N/A | EXPP-PL1011X-5A1S1 | Express Plus Power Link PL1000 series, North America, 1x CCS1 350A 4.5m cable, 1 Holster, 2.4m Cable management kit, Pedestal, RFID reader, Cellular/WiFi, UL listed, Single input, 1 year warranty. Requires at least one Power Block with Power Modules | EA | 21874.62 | 21060.8841 | 3.72% | N/A | 120 DAYS | Chademo, CCS1, CCS2, NACS | Commercial | up to 500kW | 100A | >96% | 2 | Chademo, CCS1, CCS2, NACS | 15, 25 or 33' | RFID, Mobile App, Contactless Credit Card | Yes | Standard | Yes |  | Not at this time, as we monitor advancements and market adoption of the technology. | Ground | UL and cUL listed: complies with UL 2202, UL 2231-1, UL 2231-2, CSA 107.1 CE marking: complies with IEC 62196, IEC 61857 | one year standard parts only warranty; additional years of coverage are available under our Assure Program: https://www.chargepoint.com/products/service | Contactless Credit Card, RFID, Tap to Pay with Mobile app, call center, roaming | Yes
47QMCA22A0003 | APOLLO SUNGUARD SYSTEMS, INC. | ChargePoint | Yes - comes with ChargePoint Software | EXPP-PL1021X-2A1S1-2A1S1 | N/A | EXPP-PL1021X-2A1S1-2A1S1 | Express Plus Power Link PL1000 series, North America, 2x CCS1 200A 4.5m cable, 2 Holsters, 2.4m Cable management kit, Pedestal, RFID reader, Cellular/WiFi, UL listed, Single input, 1 year warranty. Requires at least one Power Block with Power Modules | EA | 21874.62 | 21060.8841 | 3.72% | N/A | 120 DAYS | Chademo, CCS1, CCS2, NACS | Commercial | up to 500kW | 100A | >96% | 2 | Chademo, CCS1, CCS2, NACS | 15, 25 or 33' | RFID, Mobile App, Contactless Credit Card | Yes | Standard | Yes |  | Not at this time, as we monitor advancements and market adoption of the technology. | Ground | UL and cUL listed: complies with UL 2202, UL 2231-1, UL 2231-2, CSA 107.1 CE marking: complies with IEC 62196, IEC 61857 | one year standard parts only warranty; additional years of coverage are available under our Assure Program: https://www.chargepoint.com/products/service | Contactless Credit Card, RFID, Tap to Pay with Mobile app, call center, roaming | Yes
47QMCA22A0003 | APOLLO SUNGUARD SYSTEMS, INC. | ChargePoint | Yes - comes with ChargePoint Software | EXPP-PL1021X-5A1S1-5A1S1-FTA | N/A | EXPP-PL1021X-5A1S1-5A1S1-FTA | BUY AMERICA FTA compliant. Express Plus Power Link PL1000 series, North America, 2x CCS1 350A 4.5m cable, 2 Holsters, 2.4m Cable management kit, Pedestal, RFID reader, Cellular/WiFi, UL listed, Single input, 1 year warranty. Requires at least one Power Block with Power Modules | EA | 26276.39 | 25298.9083 | 3.72% | N/A | 120 DAYS | Chademo, CCS1, CCS2, NACS | Commercial | up to 500kW | 100A | >96% | 2 | Chademo, CCS1, CCS2, NACS | 15, 25 or 33' | RFID, Mobile App, Contactless Credit Card | Yes | Standard | Yes |  | Not at this time, as we monitor advancements and market adoption of the technology. | Ground | UL and cUL listed: complies with UL 2202, UL 2231-1, UL 2231-2, CSA 107.1 CE marking: complies with IEC 62196, IEC 61857 | one year standard parts only warranty; additional years of coverage are available under our Assure Program: https://www.chargepoint.com/products/service | Contactless Credit Card, RFID, Tap to Pay with Mobile app, call center, roaming | Yes
47QMCA22A0003 | APOLLO SUNGUARD SYSTEMS, INC. | ChargePoint | Yes - comes with ChargePoint Software | EXPP-PL1021X-5A1S1-4A1S1 | N/A | EXPP-PL1021X-5A1S1-4A1S1 | Express Plus Power Link PL1000 series, North America, 1x CCS1 350A 4.5m cable, 1x CCS2 300A 4.5m cable, 2 Holsters, 2.4m Cable management kit, Pedestal, RFID reader, Cellular/WiFi, not UL listed, Single input, 1 year warranty. Requires at least one Power Block with Power Modules | EA | 26276.39 | 25298.9083 | 3.72% | N/A | 120 DAYS | Chademo, CCS1, CCS2, NACS | Commercial | up to 500kW | 100A | >96% | 2 | Chademo, CCS1, CCS2, NACS | 15, 25 or 33' | RFID, Mobile App, Contactless Credit Card | Yes | Standard | Yes |  | Not at this time, as we monitor advancements and market adoption of the technology. | Ground | UL and cUL listed: complies with UL 2202, UL 2231-1, UL 2231-2, CSA 107.1 CE marking: complies with IEC 62196, IEC 61857 | one year standard parts only warranty; additional years of coverage are available under our Assure Program: https://www.chargepoint.com/products/service | Contactless Credit Card, RFID, Tap to Pay with Mobile app, call center, roaming | Yes
47QMCA22A0003 | APOLLO SUNGUARD SYSTEMS, INC. | ChargePoint | Yes - comes with ChargePoint Software | EXPP-PL1021X-5A1S1-5A1S1 | N/A | EXPP-PL1021X-5A1S1-5A1S1 | Express Plus Power Link PL1000 series, North America, 2x CCS1 350A 4.5m cable, 2 Holsters, 2.4m Cable management kit, Pedestal, RFID reader, Cellular/WiFi, UL listed, Single input, 1 year warranty. Requires at least one Power Block with Power Modules | EA | 26276.39 | 25298.9083 | 3.72% | N/A | 120 DAYS | Chademo, CCS1, CCS2, NACS | Commercial | up to 500kW | 100A | >96% | 2 | Chademo, CCS1, CCS2, NACS | 15, 25 or 33' | RFID, Mobile App, Contactless Credit Card | Yes | Standard | Yes |  | Not at this time, as we monitor advancements and market adoption of the technology. | Ground | UL and cUL listed: complies with UL 2202, UL 2231-1, UL 2231-2, CSA 107.1 CE marking: complies with IEC 62196, IEC 61857 | one year standard parts only warranty; additional years of coverage are available under our Assure Program: https://www.chargepoint.com/products/service | Contactless Credit Card, RFID, Tap to Pay with Mobile app, call center, roaming | Yes
47QMCA22A0003 | APOLLO SUNGUARD SYSTEMS, INC. | ChargePoint | Yes - comes with ChargePoint Software | CPE250C-625-CCS1-200A-CHD | N/A | CPE250 Station | ChargePoint Express 250 Station (62.5 kW) - includes Express 250 Station, 2x Power Modules, 1x CCS1 200A cable, 1x CHAdeMO cable, North America Modem/SIM, cUL and UL listed, requires CPE250-CMT-IMPERIAL in US, CPE250-CMT-METRIC in Canada. CPE250-CMT-IMPERIAL/METRIC not included. | EA | 49867.61 | 48012.5349 | 3.72% | N/A | 120 DAYS | Chademo, CCS1, CCS2, NACS | Commercial | 62.5kW (standalone) 125kW (paired) | 80A | >96% | 2 | Chademo, CCS1, CCS2, NACS | 18 or 24 | RFID, Mobile App, Contactless Credit Card | Yes | Standard | Yes |  | Not at this time, as we monitor advancements and market adoption of the technology. | Ground | UL and cUL listed: complies with UL 2202, UL 2231-1, UL 2231-2, CSA 107.1 CE marking: complies with IEC 62196, IEC 61857 | one year standard parts only warranty; additional years of coverage are available under our Assure Program: https://www.chargepoint.com/products/service | Contactless Credit Card, RFID, Tap to Pay with Mobile app, call center, roaming | Yes
47QMCA22A0003 | APOLLO SUNGUARD SYSTEMS, INC. | ChargePoint | Yes - comes with ChargePoint Software | CPE250C-625-CCS1-200A-CHD-FTA | N/A | CPE250 Station | BUY AMERICA FTA compliant. ChargePoint Express 250 Station (62.5 kW) - includes Express 250 Station, 2x Power Modules, 1x CCS1 200A cable, 1x CHAdeMO cable, North America Modem/SIM, cUL and UL listed | EA | 56096.26 | 54009.4791 | 3.72% | N/A | 120 DAYS | Chademo, CCS1, CCS2, NACS | Commercial | 62.5kW (standalone) 125kW (paired) | 80A | >96% | 2 | Chademo, CCS1, CCS2, NACS | 18 or 24 | RFID, Mobile App, Contactless Credit Card | Yes | Standard | Yes |  | Not at this time, as we monitor advancements and market adoption of the technology. | Ground | UL and cUL listed: complies with UL 2202, UL 2231-1, UL 2231-2, CSA 107.1 CE marking: complies with IEC 62196, IEC 61857 | one year standard parts only warranty; additional years of coverage are available under our Assure Program: https://www.chargepoint.com/products/service | Contactless Credit Card, RFID, Tap to Pay with Mobile app, call center, roaming | Yes
47QMCA22A0003 | APOLLO SUNGUARD SYSTEMS, INC. | ChargePoint | Yes - comes with ChargePoint Software | EXPP-PL1011B-2A1S1-FTA | N/A | Express Plus Power Link PL1000 series | BUY AMERICA FTA compliant. Express Plus Power Link PL1000 series, North America, 1x CCS1 200A 4.5m cable, 1 Holster, 2.4m Cable management kit, Pedestal, 200mm (8") Touch Display, RFID reader, Cellular/WiFi, UL listed, Single input, 1 year warranty. Requires at least one Power Block with Power Modules. | EA | 17477.64 | 16827.4718 | 3.72% | N/A | 60 DAYS | All 50 states is USA & Puerto Rico | Commercial | up to 350kW | 260A+ | N/A | Yes | 1 | Chademo, CCS1, CCS2, NACS | 18 or 24 | RFID, Mobile App, Contactless Credit Card | Yes | Standard | Yes | No | Pedestal | UL and C-UL listed; complies with UL2594, UL2231-1, UL 2231-2. NEC Article 625 compliant. For Canada CSA C22.2, No. 280, 281.1, 281.2, CED UL and C-UL listed per UL916 Energy Management Equipment | one year standard parts only warranty; additional years of coverage are available under our Assure Program: https://www.chargepoint.com/products/service | Contactless Credit Card, RFID, Tap to Pay with Mobile app, call center, roaming | Yes
47QMCA22A0003 | APOLLO SUNGUARD SYSTEMS, INC. | ChargePoint | Yes - comes with ChargePoint Software | EXPP-PL1021B-2A1S1-2A1S1-FTA | N/A | Express Plus Power Link PL1000 series | BUY AMERICA FTA compliant. Express Plus Power Link PL1000 series, North America, 2x CCS1 200A 4.5m cable, 2 Holsters, 2.4m Cable management kit, Pedestal, 200mm (8") Touch Display, RFID reader, Cellular/WiFi, UL listed, Single input, 1 year warranty. Requires at least one Power Block with Power Modules | EA | 22330.14 | 21499.4588 | 3.72% | N/A | 60 DAYS | All 50 states is USA & Puerto Rico | Commercial | up to 350kW | 260A+ | N/A | Yes | 2 | Chademo, CCS1, CCS2, NACS | 18 or 24 | RFID, Mobile App, Contactless Credit Card | Yes | Standard | Yes | No | Pedestal | UL and C-UL listed; complies with UL2594, UL2231-1, UL 2231-2. NEC Article 625 compliant. For Canada CSA C22.2, No. 280, 281.1, 281.2, CED UL and C-UL listed per UL916 Energy Management Equipment | one year standard parts only warranty; additional years of coverage are available under our Assure Program: https://www.chargepoint.com/products/service | Contactless Credit Card, RFID, Tap to Pay with Mobile app, call center, roaming | Yes
47QMCA22A0003 | APOLLO SUNGUARD SYSTEMS, INC. | ChargePoint | Yes - comes with ChargePoint Software | EXPP-PL1011B-5A1S1 | N/A | Express Plus Power Link PL1000 series | Express Plus Power Link PL1000 series, North America, 1x CCS1 350A 4.5m cable, 1 Holster, 2.4m Cable management kit, Pedestal, 200mm (8") Touch Display, ChargePoint signage, Contactless credit card and RFID reader, Cellular/WiFi, UL listed, 1 year warranty. Requires at least one Power Block with Power Modules | EA | 22368.5 | 21536.3918 | 3.72% | N/A | 60 DAYS | All 50 states is USA & Puerto Rico | Commercial | up to 500kW | 260A+ | N/A | Yes | 1 | Chademo, CCS1, CCS2, NACS | 18 or 24 | RFID, Mobile App, Contactless Credit Card | Yes | Standard | Yes | No | Pedestal | UL and C-UL listed; complies with UL2594, UL2231-1, UL 2231-2. NEC Article 625 compliant. For Canada CSA C22.2, No. 280, 281.1, 281.2, CED UL and C-UL listed per UL916 Energy Management Equipment | one year standard parts only warranty; additional years of coverage are available under our Assure Program: https://www.chargepoint.com/products/service | Contactless Credit Card, RFID, Tap to Pay with Mobile app, call center, roaming | Yes
47QMCA22A0005 | CARAHSOFT TECHNOLOGY CORPORATION | ChargePoint | Yes - comes with ChargePoint Software | CPE250C-625-CCS1-200A-CHD-CHIP | 50C625CCS1200ACHDCHIP611 | CPE250C-625-CCS1-200A-CHD-CHIP | ChargePoint Express 250 Station (62.5 kW) - includes Express 250 Station, 2x Power Modules, 1x CCS1 200A cable, 1x CHAdeMO cable, North America Modem/SIM, cUL and UL listed, requires UNIVERSAL-CMT-METRIC, not included. Includes integrated EMV Chip Reader terminal. | EA | 33344.69 | 32344.3493 | 3% | N/A | 60 Days | All 50 States in USA and Puerto Rico | Commercial | 62.5kW (standalone) 125kW (paired) | 96A | >96% | 1 | CCS + NACS/CHAdeMO. Only charge 1 vehicle at a time | 14 | RFID, Mobile App, Contactless Credit Card | Yes | Standard | Yes | Stations are OCPP 2.0.1 compliant and certified; ChargePoint's network supports both OCPP 1.6 and 2.0.1 hardware | Yes- but no bi-directional energy flow. | Pedestal | UL and cUL listed: complies with UL 2202, UL 2231-1, UL 2231-2, CSA 107.1 | two year standard parts only warranty; additional years of coverage are available under our Assure Program: https://www.chargepoint.com/products/service | Contactless Credit Card, RFID, Tap to Pay with Mobile app, call center, roaming | Yes
47QMCA22A0005 | CARAHSOFT TECHNOLOGY CORPORATION | ChargePoint | Yes - comes with ChargePoint Software | EXPP-PB1000-200A-PD | EXPP-PB1000-200A-PD-611 | EXPP-PB1000-200A-PD | The Power Block is the physical enclosure for Power Modules. A Power Block can hold up to 5 Power Modules, Power Modules sold separately. EXPP-PB1000-200A-PD is rated for 200A. The Power Block Mounting Kit (EXPP-PB1000-CMT) is required but not included. | EA | 28694.005 | 27833.1849 | 3% | N/A | 60 Days | All 50 States in USA and Puerto Rico | Commercial | 40kW to 200kW | 260A -350A | >96% | Varies | Varies | Varies | RFID, Mobile App, Contactless Credit Card | Yes | Standard | Yes | Stations are OCPP 2.0.1 compliant and certified; ChargePoint's network supports both OCPP 1.6 and 2.0.1 hardware | Yes- but no bi-directional energy flow. | Pedestal | UL and cUL listed: complies with UL 2202, UL 2231-1, UL 2231-2, CSA 107.1 | two year standard parts only warranty; additional years of coverage are available under our Assure Program: https://www.chargepoint.com/products/service | Contactless Credit Card, RFID, Tap to Pay with Mobile app, call center, roaming | Yes
47QMCA22A0005 | CARAHSOFT TECHNOLOGY CORPORATION | ChargePoint | Yes - comes with ChargePoint Software | EXPP-PB1000-200A-PD-FTA | EXPPPB1000200APDFTA611 | EXPP-PB1000-200A-PD-FTA | BUY AMERICA FHWA compliant. The Power Block is the physical enclosure for Power Modules. A Power Block can hold up to 5 Power Modules, Power Modules sold separately. EXPP-PB0001-200A-PD-FTA is rated for 200A. | EA | 28694.005 | 27833.1849 | 3% | N/A | 60 Days | All 50 States in USA and Puerto Rico | Commercial | 40kW to 200kW | 260A -350A | >96% | Varies | Varies | Varies | RFID, Mobile App, Contactless Credit Card | Yes | Standard | Yes | Stations are OCPP 2.0.1 compliant and certified; ChargePoint's network supports both OCPP 1.6 and 2.0.1 hardware | Yes- but no bi-directional energy flow. | Pedestal | UL and cUL listed: complies with UL 2202, UL 2231-1, UL 2231-2, CSA 107.1 | two year standard parts only warranty; additional years of coverage are available under our Assure Program: https://www.chargepoint.com/products/service | Contactless Credit Card, RFID, Tap to Pay with Mobile app, call center, roaming | Yes
47QMCA22A0005 | CARAHSOFT TECHNOLOGY CORPORATION | ChargePoint | Yes - comes with ChargePoint Software | EXPP-PB1000-250A-PD | EXPP-PB1000-250A-PD-611 | EXPP-PB1000-250A-PD | The Power Block is the physical enclosure for Power Modules. A Power Block can hold up to 5 Power Modules, Power Modules sold separately. EXPP-PB1000-250A-PD is rated for 250A. The Power Block Mounting Kit (EXPP-PB1000-CMT) is required but not included. | EA | 28694.005 | 27833.1849 | 3% | N/A | 60 Days | All 50 States in USA and Puerto Rico | Commercial | 40kW to 200kW | 260A -350A | >96% | Varies | Varies | Varies | RFID, Mobile App, Contactless Credit Card | Yes | Standard | Yes | Stations are OCPP 2.0.1 compliant and certified; ChargePoint's network supports both OCPP 1.6 and 2.0.1 hardware | Yes- but no bi-directional energy flow. | Pedestal | UL and cUL listed: complies with UL 2202, UL 2231-1, UL 2231-2, CSA 107.1 | two year standard parts only warranty; additional years of coverage are available under our Assure Program: https://www.chargepoint.com/products/service | Contactless Credit Card, RFID, Tap to Pay with Mobile app, call center, roaming | Yes
47QMCA22A0005 | CARAHSOFT TECHNOLOGY CORPORATION | ChargePoint | Yes - comes with ChargePoint Software | EXPP-PB1000-350A-PD | EXPP-PB1000-350A-PD-611 | EXPP-PB1000-350A-PD | The Power Block is the physical enclosure for Power Modules. A Power Block can hold up to 5 Power Modules, Power Modules sold separately. EXPP-PB1000-350A-PD is rated for 350A. The Power Block Mounting Kit (EXPP-PB1000-CMT) is required but not included. | EA | 28694.005 | 27833.1849 | 3% | N/A | 60 Days | All 50 States in USA and Puerto Rico | Commercial | 40kW to 200kW | 260A -350A | >96% | Varies | Varies | Varies | RFID, Mobile App, Contactless Credit Card | Yes | Standard | Yes | Stations are OCPP 2.0.1 compliant and certified; ChargePoint's network supports both OCPP 1.6 and 2.0.1 hardware | Yes- but no bi-directional energy flow. | Pedestal | UL and cUL listed: complies with UL 2202, UL 2231-1, UL 2231-2, CSA 107.1 | two year standard parts only warranty; additional years of coverage are available under our Assure Program: https://www.chargepoint.com/products/service | Contactless Credit Card, RFID, Tap to Pay with Mobile app, call center, roaming | Yes
47QMCA22A0005 | CARAHSOFT TECHNOLOGY CORPORATION | ChargePoint | Yes - comes with ChargePoint Software | EXPP-PB1000-350A-PD-FTA | EXPPPB1000350APDFTA611 | EXPP-PB1000-350A-PD-FTA | BUY AMERICA FHWA compliant. The Power Block is the physical enclosure for Power Modules. A Power Block can hold up to 5 Power Modules, Power Modules sold separately. EXPP-PB0001-350A-PD-FTA is rated for 350A. | EA | 28694.005 | 27833.1849 | 3% | N/A | 60 Days | All 50 States in USA and Puerto Rico | Commercial | 40kW to 200kW | 260A -350A | >96% | Varies | Varies | Varies | RFID, Mobile App, Contactless Credit Card | Yes | Standard | Yes | Stations are OCPP 2.0.1 compliant and certified; ChargePoint's network supports both OCPP 1.6 and 2.0.1 hardware | Yes- but no bi-directional energy flow. | Pedestal | UL and cUL listed: complies with UL 2202, UL 2231-1, UL 2231-2, CSA 107.1 | two year standard parts only warranty; additional years of coverage are available under our Assure Program: https://www.chargepoint.com/products/service | Contactless Credit Card, RFID, Tap to Pay with Mobile app, call center, roaming | Yes
47QMCA22A0005 | CARAHSOFT TECHNOLOGY CORPORATION | ChargePoint | Yes - comes with ChargePoint Software | EXPP-PB1000-500A-PD | EXPP-PB1000-500A-PD-611 | EXPP-PB1000-500A-PD | The Power Block is the physical enclosure for Power Modules. A Power Block can hold up to 5 Power Modules, Power Modules sold separately. EXPP-PB1000-500A-PD is rated for 500A. The Power Block Mounting Kit (EXPP-PB1000-CMT) is required but not included. | EA | 28694.005 | 27833.1849 | 3% | N/A | 60 Days | All 50 States in USA and Puerto Rico | Commercial | 40kW to 200kW | 260A -350A | >96% | Varies | Varies | Varies | RFID, Mobile App, Contactless Credit Card | Yes | Standard | Yes | Stations are OCPP 2.0.1 compliant and certified; ChargePoint's network supports both OCPP 1.6 and 2.0.1 hardware | Yes- but no bi-directional energy flow. | Pedestal | UL and cUL listed: complies with UL 2202, UL 2231-1, UL 2231-2, CSA 107.1 | two year standard parts only warranty; additional years of coverage are available under our Assure Program: https://www.chargepoint.com/products/service | Contactless Credit Card, RFID, Tap to Pay with Mobile app, call center, roaming | Yes
47QMCA22A0005 | CARAHSOFT TECHNOLOGY CORPORATION | ChargePoint | Yes - comes with ChargePoint Software | EXPP-PL1011B-2A1S1-FTA | EXPP-PL1011B-2A1S1-FTA-611 | EXPP-PL1011B-2A1S1-FTA | BUY AMERICA FTA compliant. Express Plus Power Link PL1000 series, North America, 1x CCS1 200A 4.5m cable, 1 Holster, 2.4m Cable management kit, Pedestal, 200mm (8") Touch Display, RFID reader, Cellular/WiFi, UL listed, Single input, 1 year warranty. | EA | 17995.47 | 17455.6059 | 3% | N/A | 60 Days | All 50 States in USA and Puerto Rico | Commercial | 40kW to 200kW | 260A- 520A | >96% | 1 | CCS1 | 15- Longer cables with cable management optional | RFID, Mobile App, Contactless Credit Card | Yes | Standard | Yes | Stations are OCPP 2.0.1 compliant and certified; ChargePoint's network supports both OCPP 1.6 and 2.0.1 hardware | Yes- but no bi-directional energy flow. | Pedestal | UL and cUL listed: complies with UL 2202, UL 2231-1, UL 2231-2, CSA 107.1 | two year standard parts only warranty; additional years of coverage are available under our Assure Program: https://www.chargepoint.com/products/service | Contactless Credit Card, RFID, Tap to Pay with Mobile app, call center, roaming | Yes
47QMCA22A0005 | CARAHSOFT TECHNOLOGY CORPORATION | ChargePoint | Yes - comes with ChargePoint Software | EXPP-PL1011B-5A1S1 | EXPP-PL1011B-5A1S1-611 | EXPP-PL1011B-5A1S1 | Express Plus Power Link PL1000 series, North America, 1x CCS1 350A 5.8m cable, 1 Holster, 2.4m Cable management kit, Pedestal, 200mm (8") Touch Display, ChargePoint signage, Contactless credit card and RFID reader, Cellular/WiFi, UL listed, 2 year warranty. Requires at least one Power Block with Power Modules | EA | 23031.2342 | 22340.2972 | 3% | N/A | 60 Days | All 50 States in USA and Puerto Rico | Commercial | 40kW to 350kW | 260A- 520A | >96% | 1 | CCS1 | 15- Longer cables with cable management optional | RFID, Mobile App, Contactless Credit Card | Yes | Standard | Yes | Stations are OCPP 2.0.1 compliant and certified; ChargePoint's network supports both OCPP 1.6 and 2.0.1 hardware | Yes- but no bi-directional energy flow. | Pedestal | UL and cUL listed: complies with UL 2202, UL 2231-1, UL 2231-2, CSA 107.1 | two year standard parts only warranty; additional years of coverage are available under our Assure Program: https://www.chargepoint.com/products/service | Contactless Credit Card, RFID, Tap to Pay with Mobile app, call center, roaming | Yes
47QMCA22A0005 | CARAHSOFT TECHNOLOGY CORPORATION | ChargePoint | Yes - comes with ChargePoint Software | EXPP-PL1011X-2A1S1 | EXPP-PL1011X-2A1S1-611 | EXPP-PL1011X-2A1S1 | Express Plus Power Link PL1000 series, North America, 1x CCS1 200A 4.5m cable, 1 Holster, 2.4m Cable management kit, Pedestal, RFID reader, Cellular/WiFi, UL listed, Single input, 1 year warranty. Requires at least one Power Block with Power Modules | EA | 17491.8891 | 16967.1324 | 3% | N/A | 60 Days | All 50 States in USA and Puerto Rico | Commercial | 40kW to 200kW | 260A- 520A | >96% | 1 | CCS1 | 15- Longer cables with cable management optional | RFID, Mobile App | Yes | Standard | Yes | Stations are OCPP 2.0.1 compliant and certified; ChargePoint's network supports both OCPP 1.6 and 2.0.1 hardware | Yes- but no bi-directional energy flow. | Pedestal | UL and cUL listed: complies with UL 2202, UL 2231-1, UL 2231-2, CSA 107.1 | two year standard parts only warranty; additional years of coverage are available under our Assure Program: https://www.chargepoint.com/products/service | RFID, Mobile App | Yes
47QMCA22A0005 | CARAHSOFT TECHNOLOGY CORPORATION | ChargePoint | Yes - comes with ChargePoint Software | EXPP-PL1011X-2A1S1-FTA | EXPPPL1011X2A1S1FTA611 | EXPP-PL1011X-2A1S1-FTA | BUY AMERICA FTA compliant. Express Plus Power Link PL1000 series, North America, 1x CCS1 200A 5.8m cable, 1 Holster, 2.4m Cable management kit, Pedestal, RFID reader, Cellular/WiFi, UL listed, Single input, 2 year warranty. Requires at least one Power Block with Power Modules. | EA | 17491.8891 | 16967.1324 | 3% | N/A | 60 Days | All 50 States in USA and Puerto Rico | Commercial | 40kW to 200kW | 260A- 520A | >96% | 1 | CCS1 | 15- Longer cables with cable management optional | RFID, Mobile App | Yes | Standard | Yes | Stations are OCPP 2.0.1 compliant and certified; ChargePoint's network supports both OCPP 1.6 and 2.0.1 hardware | Yes- but no bi-directional energy flow. | Pedestal | UL and cUL listed: complies with UL 2202, UL 2231-1, UL 2231-2, CSA 107.1 | two year standard parts only warranty; additional years of coverage are available under our Assure Program: https://www.chargepoint.com/products/service | RFID, Mobile App | Yes
47QMCA22A0005 | CARAHSOFT TECHNOLOGY CORPORATION | ChargePoint | Yes - comes with ChargePoint Software | EXPP-PL1011X-5A1S1 | EXPP-PL1011X-5A1S1-611 | EXPP-PL1011X-5A1S1 | Express Plus Power Link PL1000 series, North America, 1x CCS1 350A 4.5m cable, 1 Holster, 2.4m Cable management kit, Pedestal, RFID reader, Cellular/WiFi, UL listed, Single input, 1 year warranty. Requires at least one Power Block with Power Modules | EA | 22522.7204 | 21847.0388 | 3% | N/A | 60 Days | All 50 States in USA and Puerto Rico | Commercial | 40kW to 350kW | 260A- 520A | >96% | 1 | CCS1 | 15- Longer cables with cable management optional | RFID, Mobile App | Yes | Standard | Yes | Stations are OCPP 2.0.1 compliant and certified; ChargePoint's network supports both OCPP 1.6 and 2.0.1 hardware | Yes- but no bi-directional energy flow. | Pedestal | UL and cUL listed: complies with UL 2202, UL 2231-1, UL 2231-2, CSA 107.1 | two year standard parts only warranty; additional years of coverage are available under our Assure Program: https://www.chargepoint.com/products/service | RFID, Mobile App | Yes
47QMCA22A0005 | CARAHSOFT TECHNOLOGY CORPORATION | ChargePoint | Yes - comes with ChargePoint Software | EXPP-PL1011X-5A1S1-FTA | EXPPPL1011X5A1S1FTA611 | EXPP-PL1011X-5A1S1-FTA | BUY AMERICA FTA compliant. Express Plus Power Link PL1000 series, North America, 1x CCS1 350A 5.8m cable, 1 Holster, 2.4m Cable management kit, Pedestal, RFID reader, Cellular/WiFi, UL listed, Single input, 2 year warranty. Requires at least one Power Block with Power Modules | EA | 22522.7204 | 21847.0388 | 3% | N/A | 60 Days | All 50 States in USA and Puerto Rico | Commercial | 40kW to 350kW | 260A- 520A | >96% | 1 | CCS1 | 15- Longer cables with cable management optional | RFID, Mobile App | Yes | Standard | Yes | Stations are OCPP 2.0.1 compliant and certified; ChargePoint's network supports both OCPP 1.6 and 2.0.1 hardware | Yes- but no bi-directional energy flow. | Pedestal | UL and cUL listed: complies with UL 2202, UL 2231-1, UL 2231-2, CSA 107.1 | two year standard parts only warranty; additional years of coverage are available under our Assure Program: https://www.chargepoint.com/products/service | RFID, Mobile App | Yes
47QMCA22A0005 | CARAHSOFT TECHNOLOGY CORPORATION | ChargePoint | Yes - comes with ChargePoint Software | EXPP-PL1021B-2A1S1-2A1S1-FTA | PPL1021B2A1S12A1S1FTA611 | EXPP-PL1021B-2A1S1-2A1S1-FTA | BUY AMERICA FTA compliant. Express Plus Power Link PL1000 series, North America, 2x CCS1 200A 4.5m cable, 2 Holsters, 2.4m Cable management kit, Pedestal, 200mm (8") Touch Display, RFID reader, Cellular/WiFi, UL listed, Single input, 1 year warranty | EA | 22991.738 | 22301.9859 | 3% | N/A | 60 Days | All 50 States in USA and Puerto Rico | Commercial | 40kW to 200kW | 260A- 520A | >96% | 1 | CCS1 | 15- Longer cables with cable management optional | RFID, Mobile App, Contactless Credit Card | Yes | Standard | Yes | Stations are OCPP 2.0.1 compliant and certified; ChargePoint's network supports both OCPP 1.6 and 2.0.1 hardware | Yes- but no bi-directional energy flow. | Pedestal | UL and cUL listed: complies with UL 2202, UL 2231-1, UL 2231-2, CSA 107.1 | two year standard parts only warranty; additional years of coverage are available under our Assure Program: https://www.chargepoint.com/products/service | Contactless Credit Card, RFID, Tap to Pay with Mobile app, call center, roaming | Yes
47QMCA22A0005 | CARAHSOFT TECHNOLOGY CORPORATION | ChargePoint | Yes - comes with ChargePoint Software | EXPP-PL1021B-5A1S1-2A3S1 | EXPPPL1021B5A1S12A3S1611 | EXPP-PL1021B-5A1S1-2A3S1 | Express Plus Power Link PL1000 series, North America, 1x CCS1 350A 5.8m cable, 1x CHAdeMO 200A 5.8m cable, 2 Holsters, 2.4m Cable management kit, Pedestal, 200mm (8") Touch Display, ChargePoint signage, Contactless credit card and RFID reader, Cellular/WiFi, UL listed, Single input, 2 year warranty. Requires at least one Power Block with Power Modules | EA | 27558.4886 | 26731.7339 | 3% | N/A | 60 Days | All 50 States in USA and Puerto Rico | Commercial | 40kW to 350kW | 260A- 520A | >96% | 1 | CCS1/ CHAdeMO | 15- Longer cables with cable management optional | RFID, Mobile App, Contactless Credit Card | Yes | Standard | Yes | Stations are OCPP 2.0.1 compliant and certified; ChargePoint's network supports both OCPP 1.6 and 2.0.1 hardware | Yes- but no bi-directional energy flow. | Pedestal | UL and cUL listed: complies with UL 2202, UL 2231-1, UL 2231-2, CSA 107.1 | two year standard parts only warranty; additional years of coverage are available under our Assure Program: https://www.chargepoint.com/products/service | Contactless Credit Card, RFID, Tap to Pay with Mobile app, call center, roaming | Yes
47QMCA22A0005 | CARAHSOFT TECHNOLOGY CORPORATION | ChargePoint | Yes - comes with ChargePoint Software | EXPP-PL1021X-2A1S1-2A1S1 | EXPPPL1021X2A1S12A1S1611 | EXPP-PL1021X-2A1S1-2A1S1 | Express Plus Power Link PL1000 series, North America, 2x CCS1 200A 4.5m cable, 2 Holsters, 2.4m Cable management kit, Pedestal, RFID reader, Cellular/WiFi, UL listed, Single input, 1 year warranty. Requires at least one Power Block with Power Module | EA | 22522.7204 | 21847.0388 | 3% | N/A | 60 Days | All 50 States in USA and Puerto Rico | Commercial | 40kW to 200kW | 260A- 520A | >96% | 1 | CCS1 | 15- Longer cables with cable management optional | RFID, Mobile App | Yes | Standard | Yes | Stations are OCPP 2.0.1 compliant and certified; ChargePoint's network supports both OCPP 1.6 and 2.0.1 hardware | Yes- but no bi-directional energy flow. | Pedestal | UL and cUL listed: complies with UL 2202, UL 2231-1, UL 2231-2, CSA 107.1 | two year standard parts only warranty; additional years of coverage are available under our Assure Program: https://www.chargepoint.com/products/service | RFID, Mobile App | Yes
47QMCA22A0005 | CARAHSOFT TECHNOLOGY CORPORATION | ChargePoint | Yes - comes with ChargePoint Software | EXPP-PL1021X-2A1S1-2A1S1-FTA | PPL1021X2A1S12A1S1FTA611 | EXPP-PL1021X-2A1S1-2A1S1-FTA | BUY AMERICA FTA compliant. Express Plus Power Link PL1000 series, North America, 2x CCS1 200A 5.8m cable, 2 Holsters, 2.4m Cable management kit, Pedestal, RFID reader, Cellular/WiFi, UL listed, Single input, 2 year warranty. Requires at least one Power Block with Power Modules | EA | 22522.7204 | 21847.0388 | 3% | N/A | 60 Days | All 50 States in USA and Puerto Rico | Commercial | 40kW to 200kW | 260A- 520A | >96% | 1 | CCS1 | 15- Longer cables with cable management optional | RFID, Mobile App | Yes | Standard | Yes | Stations are OCPP 2.0.1 compliant and certified; ChargePoint's network supports both OCPP 1.6 and 2.0.1 hardware | Yes- but no bi-directional energy flow. | Pedestal | UL and cUL listed: complies with UL 2202, UL 2231-1, UL 2231-2, CSA 107.1 | two year standard parts only warranty; additional years of coverage are available under our Assure Program: https://www.chargepoint.com/products/service | RFID, Mobile App | Yes
47QMCA22A0005 | CARAHSOFT TECHNOLOGY CORPORATION | ChargePoint | Yes - comes with ChargePoint Software | EXPP-PL1021X-5A1S1-5A1S1 | EXPPPL1021X5A1S15A1S1611 | EXPP-PL1021X-5A1S1-5A1S1 | Express Plus Power Link PL1000 series, North America, 2x CCS1 350A 4.5m cable, 2 Holsters, 2.4m Cable management kit, Pedestal, RFID reader, Cellular/WiFi, UL listed, Single input, 1 year warranty. Requires at least one Power Block with Power Module | EA | 27054.9118 | 26243.2644 | 3% | N/A | 60 Days | All 50 States in USA and Puerto Rico | Commercial | 40kW to 350kW | 260A- 520A | >96% | 1 | CCS1 | 15- Longer cables with cable management optional | RFID, Mobile App | Yes | Standard | Yes | Stations are OCPP 2.0.1 compliant and certified; ChargePoint's network supports both OCPP 1.6 and 2.0.1 hardware | Yes- but no bi-directional energy flow. | Pedestal | UL and cUL listed: complies with UL 2202, UL 2231-1, UL 2231-2, CSA 107.1 | two year standard parts only warranty; additional years of coverage are available under our Assure Program: https://www.chargepoint.com/products/service | RFID, Mobile App | Yes
47QMCA22A0005 | CARAHSOFT TECHNOLOGY CORPORATION | ChargePoint | Yes - comes with ChargePoint Software | EXPP-PL1021X-5A1S1-5A1S1-FTA | PPL1021X5A1S15A1S1FTA611 | EXPP-PL1021X-5A1S1-5A1S1-FTA | BUY AMERICA FTA compliant. Express Plus Power Link PL1000 series, North America, 2x CCS1 350A 5.8m cable, 2 Holsters, 2.4m Cable management kit, Pedestal, RFID reader, Cellular/WiFi, UL listed, Single input, 2 year warranty. Requires at least one Power Block with Power Modules | EA | 27054.9118 | 26243.2644 | 3% | N/A | 60 Days | All 50 States in USA and Puerto Rico | Commercial | 40kW to 350kW | 260A- 520A | >96% | 1 | CCS1 | 15- Longer cables with cable management optional | RFID, Mobile App | Yes | Standard | Yes | Stations are OCPP 2.0.1 compliant and certified; ChargePoint's network supports both OCPP 1.6 and 2.0.1 hardware | Yes- but no bi-directional energy flow. | Pedestal | UL and cUL listed: complies with UL 2202, UL 2231-1, UL 2231-2, CSA 107.1 | two year standard parts only warranty; additional years of coverage are available under our Assure Program: https://www.chargepoint.com/products/service | RFID, Mobile App | Yes
47QMCA22A0005 | CARAHSOFT TECHNOLOGY CORPORATION | ChargePoint | Yes - comes with ChargePoint Software | CPE280-800-NA-3A1S1 | CPE280-800-NA-3A1S1-611 | CPE280-800-NA-3A1S1 | ChargePoint Express 280 Station, NA, DC Station, 80kW, 1 x CCS1 250A 5.4m cable, 1x CHAdeMO 140A 5.4m cable, 2 x Power Modules, 2.4m Cable management kit, ChargePoint Signage, 254mm (10") Touch Display, Contactless credit card and RFID reader, Cellular/Wifi, UL Listed, 2 year Parts Warranty | EA | 37620.15 | 36491.5455 | 3% | N/A | 60 Days | All 50 States in USA and Puerto Rico | Commercial | 80kW (standalone) 160kW (paired) | 100A | >96% | 1 | CCS + NACS/CHAdeMO. Only charge 1 vehicle at a time | 18 or 24 | RFID, Mobile App, Contactless Credit Card | Yes | Standard | Yes | Stations are OCPP 2.0.1 compliant and certified; ChargePoint's network supports both OCPP 1.6 and 2.0.1 hardware | Yes- but no bi-directional energy flow. | Pedestal | UL and cUL listed: Complies with UL 2202, UL 2231-1, UL 2231-2 Energy Star, CTE | two year standard parts only warranty; additional years of coverage are available under our Assure Program: https://www.chargepoint.com/products/service | Contactless Credit Card, RFID, Tap to Pay with Mobile app, call center, roaming | Yes
47QMCA22A0005 | CARAHSOFT TECHNOLOGY CORPORATION | ChargePoint | Yes - comes with ChargePoint Software | CPE280-800-NA-3A1S1-1A3S1 | CPE280800NA3A1S11A3S1611 | CPE280-800-NA-3A1S1-1A3S1 | ChargePoint Express 280 Station, NA, DC Station, 80kW, 1 x CCS1 250A 5.4m cable, 1x CHAdeMO 140A 5.4m cable, 2 x Power Modules, 2.4m Cable management kit, ChargePoint Signage, 254mm (10") Touch Display, Contactless credit card and RFID reader, Cellular/Wifi, UL Listed, 2 year Parts Warranty | EA | 40779.85 | 39556.4545 | 3% | N/A | 60 Days | All 50 States in USA and Puerto Rico | Commercial | 80kW (standalone) 160kW (paired) | 100A | >96% | 1 | CCS + NACS/CHAdeMO. Only charge 1 vehicle at a time | 18 or 24 | RFID, Mobile App, Contactless Credit Card | Yes | Standard | Yes | Stations are OCPP 2.0.1 compliant and certified; ChargePoint's network supports both OCPP 1.6 and 2.0.1 hardware | Yes- but no bi-directional energy flow. | Pedestal | UL and cUL listed: Complies with UL 2202, UL 2231-1, UL 2231-2 Energy Star, CTE | two year standard parts only warranty; additional years of coverage are available under our Assure Program: https://www.chargepoint.com/products/service | Contactless Credit Card, RFID, Tap to Pay with Mobile app, call center, roaming | Yes
47QMCA22A0005 | CARAHSOFT TECHNOLOGY CORPORATION | ChargePoint | Yes - comes with ChargePoint Software | CPE250C-625-CCS1-200A-CHD | CPE250C625CCS1200ACHD611 | CPE250C-625-CCS1-200A-CHD | ChargePoint Express 250 Station (62.5 kW) - includes Express 250 Station, 2x Power Modules, 1x CCS1 200A cable, 1x CHAdeMO cable, North America Modem/SIM, cUL and UL listed, requires CPE250-CMT-IMPERIAL in US, CPE250-CMT-METRIC in Canada. CPE250-CMT-IMPERIAL/METRIC not included. | EA | 30856.42 | 29930.7274 | 3% | N/A | 60 Days | All 50 States in USA and Puerto Rico | Commercial | 62.5kW (standalone) 125kW (paired) | 96A | >96% | 1 | CCS + NACS/CHAdeMO. Only charge 1 vehicle at a time | 14 | RFID, Mobile App, Contactless Credit Card | Yes | Standard | Yes | Stations are OCPP 2.0.1 compliant and certified; ChargePoint's network supports both OCPP 1.6 and 2.0.1 hardware | Yes- but no bi-directional energy flow. | Pedestal | UL and cUL listed: complies with UL 2202, UL 2231-1, UL 2231-2, CSA 107.1 | two year standard parts only warranty; additional years of coverage are available under our Assure Program: https://www.chargepoint.com/products/service | Contactless Credit Card, RFID, Tap to Pay with Mobile app, call center, roaming | Yes
47QMCA22A0005 | CARAHSOFT TECHNOLOGY CORPORATION | ChargePoint | Yes - comes with ChargePoint Software | CPE250C-625-CCS1-200A-CHD-FTA | 250C625CCS1200ACHDFTA611 | CPE250C-625-CCS1-200A-CHD-FTA | BUY AMERICA FTA compliant. ChargePoint Express 250 Station (62.5 kW) - includes Express 250 Station, 2x Power Modules, 1x CCS1 200A cable, 1x CHAdeMO cable, North America Modem/SIM, cUL and UL listed | EA | 37126.45 | 36012.6565 | 3% | N/A | 60 Days | All 50 States in USA and Puerto Rico | Commercial | 62.5kW (standalone) 125kW (paired) | 96A | >96% | 1 | CCS + NACS/CHAdeMO. Only charge 1 vehicle at a time | 14 | RFID, Mobile App, Contactless Credit Card | Yes | Standard | Yes | Stations are OCPP 2.0.1 compliant and certified; ChargePoint's network supports both OCPP 1.6 and 2.0.1 hardware | Yes- but no bi-directional energy flow. | Pedestal | UL and cUL listed: complies with UL 2202, UL 2231-1, UL 2231-2, CSA 107.1 | two year standard parts only warranty; additional years of coverage are available under our Assure Program: https://www.chargepoint.com/products/service | Contactless Credit Card, RFID, Tap to Pay with Mobile app, call center, roaming | Yes
47QMCA22A0005 | CARAHSOFT TECHNOLOGY CORPORATION | ChargePoint | Yes - comes with ChargePoint Software | CPE280-800-NA-3A1M2 | CPE280-800-NA-3A1M2-611 | CPE280-800-NA-3A1M2 | ChargePoint Express 280 Station, NA, DC Station, 80kW, 1 x CCS1 250A 7.5m cable, 2 x Power Modules, 3.1m Cable management kit, ChargePoint Signage, 254mm (10") Touch Display, Contactless credit card and RFID reader, Cellular/Wifi, UL Listed, 2 year Parts Warranty | EA | 38015.11 | 36874.6567 | 3% | N/A | 60 Days | All 50 States in USA and Puerto Rico | Commercial | 80kW (standalone) 160kW (paired) | 100A | >96% | 1 | CCS + NACS/CHAdeMO. Only charge 1 vehicle at a time | 18 or 24 | RFID, Mobile App, Contactless Credit Card | Yes | Standard | Yes | Stations are OCPP 2.0.1 compliant and certified; ChargePoint's network supports both OCPP 1.6 and 2.0.1 hardware | Yes- but no bi-directional energy flow. | Pedestal | UL and cUL listed: Complies with UL 2202, UL 2231-1, UL 2231-2 Energy Star, CTE | two year standard parts only warranty; additional years of coverage are available under our Assure Program: https://www.chargepoint.com/products/service | Contactless Credit Card, RFID, Tap to Pay with Mobile app, call center, roaming | Yes
47QMCA22A0005 | CARAHSOFT TECHNOLOGY CORPORATION | ChargePoint | Yes - comes with ChargePoint Software | CPE280-800-NA-3A1M2-3A1M2 | CPE280-800-NA-3A1M2-3A1M2-611 | CPE280-800-NA-3A1M2-3A1M2 | ChargePoint Express 280 Station, NA, DC Station, 80kW, 2 x CCS1 250A 7.5m cable, 2 x Power Modules, 3.1m Cable management kit, ChargePoint Signage, 254mm (10") Touch Display, Contactless credit card and RFID reader, Cellular/Wifi, UL Listed, 2 year Parts Warranty | EA | 41273.55 | 40035.3435 | 3% | N/A | 60 Days | All 50 States in USA and Puerto Rico | Commercial | 80kW (standalone) 160kW (paired) | 100A | >96% | 1 | CCS + NACS/CHAdeMO. Only charge 1 vehicle at a time | 18 or 24 | RFID, Mobile App, Contactless Credit Card | Yes | Standard | Yes | Stations are OCPP 2.0.1 compliant and certified; ChargePoint's network supports both OCPP 1.6 and 2.0.1 hardware | Yes- but no bi-directional energy flow. | Pedestal | UL and cUL listed: Complies with UL 2202, UL 2231-1, UL 2231-2 Energy Star, CTE | two year standard parts only warranty; additional years of coverage are available under our Assure Program: https://www.chargepoint.com/products/service | Contactless Credit Card, RFID, Tap to Pay with Mobile app, call center, roaming | Yes
47QMCA22A0005 | CARAHSOFT TECHNOLOGY CORPORATION | ChargePoint | Yes - comes with ChargePoint Software | CPE280-800-NA-3A1S1-3A4S1 | CPE280-800-NA-3A1S1-3A4S1-611 | CPE280-800-NA-3A1S1-3A4S1 | ChargePoint Express 280 Station, NA, DC Station, 80kW, 1 x CCS1 250A 5.4m cable, 1x NACS 250A 5.4m cable, 2 x Power Modules, 2.4m Cable management kit, ChargePoint Signage, 254mm (10") Touch Display, Contactless credit card and RFID reader, Cellular/Wifi | EA | 39298.74 | 38119.7778 | 3% | N/A | 60 Days | All 50 States in USA and Puerto Rico | Commercial | 80kW (standalone) 160kW (paired) | 100A | >96% | 1 | CCS + NACS/CHAdeMO. Only charge 1 vehicle at a time | 18 or 24 | RFID, Mobile App, Contactless Credit Card | Yes | Standard | Yes | Stations are OCPP 2.0.1 compliant and certified; ChargePoint's network supports both OCPP 1.6 and 2.0.1 hardware | Yes- but no bi-directional energy flow. | Pedestal | UL and cUL listed: Complies with UL 2202, UL 2231-1, UL 2231-2 Energy Star, CTE | two year standard parts only warranty; additional years of coverage are available under our Assure Program: https://www.chargepoint.com/products/service | Contactless Credit Card, RFID, Tap to Pay with Mobile app, call center, roaming | Yes
47QMCA22A0005 | CARAHSOFT TECHNOLOGY CORPORATION | ChargePoint | Yes - comes with ChargePoint Software | EXPP-PB1000-250A-PD-FTA | EXPP-PB1000-250A-PD-FTA-611 | EXPP-PB1000-250A-PD-FTA | BUY AMERICA FTA compliant. The Power Block is the physical enclosure for Power Modules. A Power Block can hold up to 5 Power Modules, Power Modules sold separately. EXPP-PB1000-250A-PD-FTA is rated for 250A. The Power Block Mounting Kit (EXPP-PB1000-CMT) | EA | 42246.15 | 40978.7655 | 3% | N/A | 60 Days | All 50 States in USA and Puerto Rico | Commercial | 40kW to 200kW | 260A -350A | >96% | N/A | N/A | N/A | RFID, Mobile App, Contactless Credit Card | Yes | Standard | Yes | Stations are OCPP 2.0.1 compliant and certified; ChargePoint's network supports both OCPP 1.6 and 2.0.1 hardware | Yes- but no bi-directional energy flow. | Pedestal | UL and cUL listed: complies with UL 2202, UL 2231-1, UL 2231-2, CSA 107.1 | two year standard parts only warranty; additional years of coverage are available under our Assure Program: https://www.chargepoint.com/products/service | Contactless Credit Card, RFID, Tap to Pay with Mobile app, call center, roaming | Yes
47QMCA22A0005 | CARAHSOFT TECHNOLOGY CORPORATION | ChargePoint | Yes - comes with ChargePoint Software | EXPP-PB1000-350A-PD-FHWA | EXPP-PB1000-350A-PD-FHWA-611 | EXPP-PB1000-350A-PD-FHWA | BUY AMERICA FHWA compliant. The Power Block is the physical enclosure for Power Modules. A Power Block can hold up to 5 Power Modules, Power Modules sold separately. EXPP-PB1000-350A-PD-FHWA is rated for 350A. The Power Block Mounting Kit (EXPP-PB1000-CMT) is required but not included. | EA | 46470.27 | 45076.1619 | 3% | N/A | 60 Days | All 50 States in USA and Puerto Rico | Commercial | 40kW to 200kW | 260A -350A | >96% | N/A | N/A | N/A | RFID, Mobile App, Contactless Credit Card | Yes | Standard | Yes | Stations are OCPP 2.0.1 compliant and certified; ChargePoint's network supports both OCPP 1.6 and 2.0.1 hardware | Yes- but no bi-directional energy flow. | Pedestal | UL and cUL listed: complies with UL 2202, UL 2231-1, UL 2231-2, CSA 107.1 | two year standard parts only warranty; additional years of coverage are available under our Assure Program: https://www.chargepoint.com/products/service | Contactless Credit Card, RFID, Tap to Pay with Mobile app, call center, roaming | Yes
47QMCA22A0005 | CARAHSOFT TECHNOLOGY CORPORATION | ChargePoint | Yes - comes with ChargePoint Software | EXPP-PH1081-350A | EXPP-PH1081-350A-611 | EXPP-PH1081-350A | Express Plus Distribution Cabinet, NA version, ground mounted, and supports 8 Express Plus Power Link stations and is rated for 350 amps. The Express Plus Distribution Cabinet is required when connecting more than 2 Power Link stations to a Power Block. | EA | 19649.37 | 19059.8889 | 3% | N/A | 60 Days | All 50 States in USA and Puerto Rico | Commercial | Varies | 350A | >96% | Varies | Varies | Varies | Varies | Yes | Standard | Yes | Stations are OCPP 2.0.1 compliant and certified; ChargePoint's network supports both OCPP 1.6 and 2.0.1 hardware | Yes- but no bi-directional energy flow. | Pedestal | Complies with UL 2202, CSA C22.2 No. 107.1 Shipped product will be UL and cUL listed. Complies with IEC 61851-1. Shipped product will be CE marked | two year standard parts only warranty; additional years of coverage are available under our Assure Program: https://www.chargepoint.com/products/service | Contactless Credit Card, RFID, Tap to Pay with Mobile app, call center, roaming | Yes
47QMCA22A0005 | CARAHSOFT TECHNOLOGY CORPORATION | ChargePoint | Yes - comes with ChargePoint Software | CPE250C-625-CCS1-200A-CHD-NA-MOBILE | CPE250C-625-CCS1-200A-CHD-NA-MOBILE-611 | CPE250C-625-CCS1-200A-CHD-NA-MOBILE | ChargePoint Express 250 62.5 kW DC mobile charging station - includes Express 250 Station, 2x power modules, 1x CCS1 200A 4.2m cable, 1x CHAdeMO cable, 10" interactive display, North America SIM and cellular modem, and ChargePoint Signage. Mounted on dolly with a power receptacle. Not UL listed. | EA | 51246.35 | 49708.9595 | 3% | N/A | 60 Days | All 50 States in USA and Puerto Rico | Commercial | 62.5kW (standalone) 125kW (paired) | 96A | >96% | 1 | CCS + NACS/CHAdeMO. Only charge 1 vehicle at a time | 14 | RFID, Mobile App, Contactless Credit Card | Yes | Standard | Yes | Stations are OCPP 2.0.1 compliant and certified; ChargePoint's network supports both OCPP 1.6 and 2.0.1 hardware | Yes- but no bi-directional energy flow. | Pedestal | UL and cUL listed: complies with UL 2202, UL 2231-1, UL 2231-2, CSA 107.1 | two year standard parts only warranty; additional years of coverage are available under our Assure Program: https://www.chargepoint.com/products/service | Contactless Credit Card, RFID, Tap to Pay with Mobile app, call center, roaming | Yes
47QMCA22A0005 | CARAHSOFT TECHNOLOGY CORPORATION | ChargePoint | Yes - comes with ChargePoint Software | EXPP-PH1081-350A-FTA | EXPP-PH1081-350A-FTA-611 | EXPP-PH1081-350A-FTA | BUY AMERICA FTA compliant. Express Plus Distribution Cabinet, NA version, ground mounted, and supports 8 Express Plus Power Link stations and is rated for 350 amps. The Express Plus Distribution Cabinet is required when connecting more than 2 Power Link | EA | 19649.37 | 19059.8889 | 3% | N/A | 60 Days | All 50 States in USA and Puerto Rico | Commercial | Varies | 350A | >96% | Varies | Varies | Varies | Varies | Yes | Standard | Yes | Stations are OCPP 2.0.1 compliant and certified; ChargePoint's network supports both OCPP 1.6 and 2.0.1 hardware | Yes- but no bi-directional energy flow. | Pedestal | Complies with UL 2202, CSA C22.2 No. 107.1 Shipped product will be UL and cUL listed. Complies with IEC 61851-1. Shipped product will be CE marked | two year standard parts only warranty; additional years of coverage are available under our Assure Program: https://www.chargepoint.com/products/service | Contactless Credit Card, RFID, Tap to Pay with Mobile app, call center, roaming | Yes
47QMCA22A0005 | CARAHSOFT TECHNOLOGY CORPORATION | ChargePoint | Yes - comes with ChargePoint Software | EXPP-PL1011B-2A1M0 | EXPP-PL1011B-2A1M0-611 | EXPP-PL1011B-2A1M0 | Express Plus Power Link PL1000 series, North America, DC Station, 1x CCS1 200A 7.6m cable, 1 Holster, Pedestal, 200mm (8") Touch Display, ChargePoint signage, RFID reader, Cellular/WiFi, UL listed, Single input, 1 year warranty. Requires at least one Power Block with Power Modules | EA | 25544.18 | 24777.8546 | 3% | N/A | 60 Days | All 50 States in USA and Puerto Rico | Commercial | 40kW to 200kW | 260A- 520A | >96% | 1 | CCS1 | 25- Longer cables with cable management optional | RFID, Mobile App, Contactless Credit Card | Yes | Standard | Yes | Stations are OCPP 2.0.1 compliant and certified; ChargePoint's network supports both OCPP 1.6 and 2.0.1 hardware | Yes- but no bi-directional energy flow. | Pedestal | UL and cUL listed: complies with UL 2202, UL 2231-1, UL 2231-2, CSA 107.1 | two year standard parts only warranty; additional years of coverage are available under our Assure Program: https://www.chargepoint.com/products/service | Contactless Credit Card, RFID, Tap to Pay with Mobile app, call center, roaming | Yes
47QMCA22A0005 | CARAHSOFT TECHNOLOGY CORPORATION | ChargePoint | Yes - comes with ChargePoint Software | EXPP-PL1011B-2A1M0-FTA | EXPP-PL1011B-2A1M0-FTA-611 | EXPP-PL1011B-2A1M0-FTA | BUY AMERICA FTA compliant. Express Plus Power Link PL1000 series, North America, DC Station, 1x CCS1 200A 7.6m cable, 1 Holster, Pedestal, 200mm (8") Touch Display, ChargePoint signage, RFID reader, Cellular/WiFi, UL listed, Single input, 1 year warranty | EA | 25544.18 | 24777.8546 | 3% | N/A | 60 Days | All 50 States in USA and Puerto Rico | Commercial | 40kW to 200kW | 260A- 520A | >96% | 1 | CCS1 | 25- Longer cables with cable management optional | RFID, Mobile App, Contactless Credit Card | Yes | Standard | Yes | Stations are OCPP 2.0.1 compliant and certified; ChargePoint's network supports both OCPP 1.6 and 2.0.1 hardware | Yes- but no bi-directional energy flow. | Pedestal | UL and cUL listed: complies with UL 2202, UL 2231-1, UL 2231-2, CSA 107.1 | two year standard parts only warranty; additional years of coverage are available under our Assure Program: https://www.chargepoint.com/products/service | Contactless Credit Card, RFID, Tap to Pay with Mobile app, call center, roaming | Yes
47QMCA22A0005 | CARAHSOFT TECHNOLOGY CORPORATION | ChargePoint | Yes - comes with ChargePoint Software | EXPP-PL1011B-2A1S1 | EXPP-PL1011B-2A1S1-611 | EXPP-PL1011B-2A1S1 | Express Plus Power Link PL1000 series, North America, DC Station, 1x CCS1 200A 4.5m cable, 1 Holster, 2.4m Cable management kit, Pedestal, 200mm (8") Touch Display, RFID reader, Cellular/WiFi, UL listed, Single input, 1 year warranty. Requires at least one Power Block with Power Modules | EA | 17995.47 | 17455.6059 | 3% | N/A | 60 Days | All 50 States in USA and Puerto Rico | Commercial | 40kW to 200kW | 260A- 520A | >96% | 1 | CCS1 | 15- Longer cables with cable management optional | RFID, Mobile App, Contactless Credit Card | Yes | Standard | Yes | Stations are OCPP 2.0.1 compliant and certified; ChargePoint's network supports both OCPP 1.6 and 2.0.1 hardware | Yes- but no bi-directional energy flow. | Pedestal | UL and cUL listed: complies with UL 2202, UL 2231-1, UL 2231-2, CSA 107.1 | two year standard parts only warranty; additional years of coverage are available under our Assure Program: https://www.chargepoint.com/products/service | Contactless Credit Card, RFID, Tap to Pay with Mobile app, call center, roaming | Yes
47QMCA22A0005 | CARAHSOFT TECHNOLOGY CORPORATION | ChargePoint | Yes - comes with ChargePoint Software | EXPP-PL1011B-3A1M0 | EXPP-PL1011B-3A1M0-611 | EXPP-PL1011B-3A1M0 | Express Plus Power Link PL1000 series, North America, DC Station, 1x CCS1 250A 7.6m cable, 1 Holster, Pedestal, 200mm (8") Touch Display, ChargePoint signage, RFID reader, Cellular/WiFi, UL listed, Single input, 1 year warranty. Requires at least one Power Block with Power Modules | EA | 25544.18 | 24777.8546 | 3% | N/A | 60 Days | All 50 States in USA and Puerto Rico | Commercial | 40kW to 250kW | 260A- 520A | >96% | 1 | CCS1 | 25- Longer cables with cable management optional | RFID, Mobile App, Contactless Credit Card | Yes | Standard | Yes | Stations are OCPP 2.0.1 compliant and certified; ChargePoint's network supports both OCPP 1.6 and 2.0.1 hardware | Yes- but no bi-directional energy flow. | Pedestal | UL and cUL listed: complies with UL 2202, UL 2231-1, UL 2231-2, CSA 107.1 | two year standard parts only warranty; additional years of coverage are available under our Assure Program: https://www.chargepoint.com/products/service | Contactless Credit Card, RFID, Tap to Pay with Mobile app, call center, roaming | Yes
47QMCA22A0005 | CARAHSOFT TECHNOLOGY CORPORATION | ChargePoint | Yes - comes with ChargePoint Software | EXPP-PL1011B-3A1M0-FTA | EXPP-PL1011B-3A1M0-FTA-611 | EXPP-PL1011B-3A1M0-FTA | BUY AMERICA FTA compliant. Express Plus Power Link PL1000 series, North America, DC Station, 1x CCS1 250A 7.6m cable, 1 Holster, Pedestal, 200mm (8") Touch Display, ChargePoint signage, RFID reader, Cellular/WiFi, UL listed, Single input, 1 year warranty | EA | 25544.18 | 24777.8546 | 3% | N/A | 60 Days | All 50 States in USA and Puerto Rico | Commercial | 40kW to 250kW | 260A- 520A | >96% | 1 | CCS1 | 25- Longer cables with cable management optional | RFID, Mobile App, Contactless Credit Card | Yes | Standard | Yes | Stations are OCPP 2.0.1 compliant and certified; ChargePoint's network supports both OCPP 1.6 and 2.0.1 hardware | Yes- but no bi-directional energy flow. | Pedestal | UL and cUL listed: complies with UL 2202, UL 2231-1, UL 2231-2, CSA 107.1 | two year standard parts only warranty; additional years of coverage are available under our Assure Program: https://www.chargepoint.com/products/service | Contactless Credit Card, RFID, Tap to Pay with Mobile app, call center, roaming | Yes
47QMCA22A0005 | CARAHSOFT TECHNOLOGY CORPORATION | ChargePoint | Yes - comes with ChargePoint Software | EXPP-PL1011B-3A1S1 | EXPP-PL1011B-3A1S1-611 | EXPP-PL1011B-3A1S1 | Express Plus Power Link PL1000 series, North America, 1x CCS1 250A 5.8m cable, 1 Holster, 2.4m Cable management kit, Pedestal, 200mm (8") Touch Display, RFID reader, Cellular/WiFi, UL listed, Single input, 2 year warranty. Requires at least one Power Block with Power Modules. | EA | 17995.47 | 17455.6059 | 3% | N/A | 60 Days | All 50 States in USA and Puerto Rico | Commercial | 40kW to 250kW | 260A- 520A | >96% | 1 | CCS1 | 19- Longer cables with cable management optional | RFID, Mobile App, Contactless Credit Card | Yes | Standard | Yes | Stations are OCPP 2.0.1 compliant and certified; ChargePoint's network supports both OCPP 1.6 and 2.0.1 hardware | Yes- but no bi-directional energy flow. | Pedestal | UL and cUL listed: complies with UL 2202, UL 2231-1, UL 2231-2, CSA 107.1 | two year standard parts only warranty; additional years of coverage are available under our Assure Program: https://www.chargepoint.com/products/service | Contactless Credit Card, RFID, Tap to Pay with Mobile app, call center, roaming | Yes
47QMCA22A0005 | CARAHSOFT TECHNOLOGY CORPORATION | ChargePoint | Yes - comes with ChargePoint Software | EXPP-PL1011B-3A1S1-FTA | EXPP-PL1011B-3A1S1-FTA-611 | EXPP-PL1011B-3A1S1-FTA | BUY AMERICA FTA compliant. Express Plus Power Link PL1000 series, North America, 1x CCS1 250A 5.8m cable, 1 Holster, 2.4m Cable management kit, Pedestal, 200mm (8") Touch Display, RFID reader, Cellular/WiFi, UL listed, Single input, 2 year warranty. Requires at least one Power Block with Power Modules. | EA | 17995.47 | 17455.6059 | 3% | N/A | 60 Days | All 50 States in USA and Puerto Rico | Commercial | 40kW to 250kW | 260A- 520A | >96% | 1 | CCS1 | 19- Longer cables with cable management optional | RFID, Mobile App, Contactless Credit Card | Yes | Standard | Yes | Stations are OCPP 2.0.1 compliant and certified; ChargePoint's network supports both OCPP 1.6 and 2.0.1 hardware | Yes- but no bi-directional energy flow. | Pedestal | UL and cUL listed: complies with UL 2202, UL 2231-1, UL 2231-2, CSA 107.1 | two year standard parts only warranty; additional years of coverage are available under our Assure Program: https://www.chargepoint.com/products/service | Contactless Credit Card, RFID, Tap to Pay with Mobile app, call center, roaming | Yes
47QMCA22A0005 | CARAHSOFT TECHNOLOGY CORPORATION | ChargePoint | Yes - comes with ChargePoint Software | EXPP-PL1011B-5A1M0 | EXPP-PL1011B-5A1M0-611 | EXPP-PL1011B-5A1M0 | Express Plus Power Link PL1000 series, North America, DC Station, 1x CCS1 350A 7.6m cable, 1 Holster, Pedestal, 200mm (8") Touch Display, ChargePoint signage, RFID reader, Cellular/WiFi, UL listed, Single input, 1 year warranty. Requires at least one Power Block with Power Modules | EA | 30579.95 | 29662.5515 | 3% | N/A | 60 Days | All 50 States in USA and Puerto Rico | Commercial | 40kW to 350kW | 260A- 520A | >96% | 1 | CCS1 | 25- Longer cables with cable management optional | RFID, Mobile App, Contactless Credit Card | Yes | Standard | Yes | Stations are OCPP 2.0.1 compliant and certified; ChargePoint's network supports both OCPP 1.6 and 2.0.1 hardware | Yes- but no bi-directional energy flow. | Pedestal | UL and cUL listed: complies with UL 2202, UL 2231-1, UL 2231-2, CSA 107.1 | two year standard parts only warranty; additional years of coverage are available under our Assure Program: https://www.chargepoint.com/products/service | Contactless Credit Card, RFID, Tap to Pay with Mobile app, call center, roaming | Yes
47QMCA22A0005 | CARAHSOFT TECHNOLOGY CORPORATION | ChargePoint | Yes - comes with ChargePoint Software | EXPP-PL1011B-5A1M0-FTA | EXPP-PL1011B-5A1M0-FTA-611 | EXPP-PL1011B-5A1M0-FTA | BUY AMERICA FTA compliant. Express Plus Power Link PL1000 series, North America, DC Station, 1x CCS1 350A 7.6m cable, 1 Holster, Pedestal, 200mm (8") Touch Display, ChargePoint signage, RFID reader, Cellular/WiFi, UL listed, Single input, 1 year warranty | EA | 25988.51 | 25208.8547 | 3% | N/A | 60 Days | All 50 States in USA and Puerto Rico | Commercial | 40kW to 350kW | 260A- 520A | >96% | 1 | CCS1 | 25- Longer cables with cable management optional | RFID, Mobile App, Contactless Credit Card | Yes | Standard | Yes | Stations are OCPP 2.0.1 compliant and certified; ChargePoint's network supports both OCPP 1.6 and 2.0.1 hardware | Yes- but no bi-directional energy flow. | Pedestal | UL and cUL listed: complies with UL 2202, UL 2231-1, UL 2231-2, CSA 107.1 | two year standard parts only warranty; additional years of coverage are available under our Assure Program: https://www.chargepoint.com/products/service | Contactless Credit Card, RFID, Tap to Pay with Mobile app, call center, roaming | Yes
47QMCA22A0005 | CARAHSOFT TECHNOLOGY CORPORATION | ChargePoint | Yes - comes with ChargePoint Software | EXPP-PL1011B-5A1S1-CHIP-PD | EXPP-PL1011B-5A1S1-CHIP-PD-611 | EXPP-PL1011B-5A1S1-CHIP-PD | Express Plus Power Link PL1000 series, North America, DC Station, 1x CCS1 350A 5.8m cable, 1 Holster, 2.4m Cable management kit, Pedestal, 200mm (8") Touch Display, ChargePoint signage, Contactless credit card and RFID reader, Cellular/WiFi, UL listed, Single input, 2 year warranty. Includes EMV Chip Reader terminal and pedestal kit. Requires at least one Power Block with Power Modules | EA | 25361.51 | 24600.6647 | 3% | N/A | 60 Days | All 50 States in USA and Puerto Rico | Commercial | 40kW to 350kW | 260A- 520A | >96% | 1 | CCS1 | 19- Longer cables with cable management optional | RFID, Mobile App, Contactless Credit Card | Yes | Standard | Yes | Stations are OCPP 2.0.1 compliant and certified; ChargePoint's network supports both OCPP 1.6 and 2.0.1 hardware | Yes- but no bi-directional energy flow. | Pedestal | UL and cUL listed: complies with UL 2202, UL 2231-1, UL 2231-2, CSA 107.1 | two year standard parts only warranty; additional years of coverage are available under our Assure Program: https://www.chargepoint.com/products/service | Contactless Credit Card, RFID, Tap to Pay with Mobile app, call center, roaming | Yes
47QMCA22A0005 | CARAHSOFT TECHNOLOGY CORPORATION | ChargePoint | Yes - comes with ChargePoint Software | EXPP-PL1011B-5A1S1-FTA | EXPP-PL1011B-5A1S1-FTA-611 | EXPP-PL1011B-5A1S1-FTA | BUY AMERICA FTA compliant. Express Plus Power Link PL1000 series, North America, DC Station, 1x CCS1 350A 4.5m cable, 1 Holster, 2.4m Cable management kit, Pedestal, 200mm (8") Touch Display, RFID reader, Cellular/WiFi, UL listed, Single input, 1 year warranty. Requires at least one Power Block with Power Modules | EA | 23026.3 | 22335.511 | 3% | N/A | 60 Days | All 50 States in USA and Puerto Rico | Commercial | 40kW to 350kW | 260A- 520A | >96% | 1 | CCS1 | 15- Longer cables with cable management optional | RFID, Mobile App, Contactless Credit Card | Yes | Standard | Yes | Stations are OCPP 2.0.1 compliant and certified; ChargePoint's network supports both OCPP 1.6 and 2.0.1 hardware | Yes- but no bi-directional energy flow. | Pedestal | UL and cUL listed: complies with UL 2202, UL 2231-1, UL 2231-2, CSA 107.1 | two year standard parts only warranty; additional years of coverage are available under our Assure Program: https://www.chargepoint.com/products/service | Contactless Credit Card, RFID, Tap to Pay with Mobile app, call center, roaming | Yes
47QMCA22A0005 | CARAHSOFT TECHNOLOGY CORPORATION | ChargePoint | Yes - comes with ChargePoint Software | EXPP-PL1011X-2A1L0 | EXPP-PL1011X-2A1L0-611 | EXPP-PL1011X-2A1L0 | Express Plus Power Link PL1000 series, North America, 1x CCS1 200A 10m cable, 1 Holster, Pedestal, ChargePoint signage, RFID reader, Cellular/WiFi, UL listed, Single input, 2 year warranty. Requires at least one Power Block with Power Modules | EA | 30076.37 | 29174.0789 | 3% | N/A | 60 Days | All 50 States in USA and Puerto Rico | Commercial | 40kW to 200kW | 260A- 520A | >96% | 1 | CCS1 | 33 | RFID, Mobile App | Yes | Standard | Yes | Stations are OCPP 2.0.1 compliant and certified; ChargePoint's network supports both OCPP 1.6 and 2.0.1 hardware | Yes- but no bi-directional energy flow. | Pedestal | UL and cUL listed: complies with UL 2202, UL 2231-1, UL 2231-2, CSA 107.1 | two year standard parts only warranty; additional years of coverage are available under our Assure Program: https://www.chargepoint.com/products/service | RFID, Mobile App | Yes
47QMCA22A0005 | CARAHSOFT TECHNOLOGY CORPORATION | ChargePoint | Yes - comes with ChargePoint Software | EXPP-PL1011X-2A1L0-FTA | EXPP-PL1011X-2A1L0-FTA-611 | EXPP-PL1011X-2A1L0-FTA | BUY AMERICA FTA compliant. Express Plus Power Link PL1000 series, North America, 1x CCS1 200A 10m cable, 1 Holster, Pedestal, ChargePoint signage, RFID reader, Cellular/WiFi, UL listed, Single input, 2 year warranty. Requires at least one Power Block with Power Modules | EA | 30076.37 | 29174.0789 | 3% | N/A | 60 Days | All 50 States in USA and Puerto Rico | Commercial | 40kW to 200kW | 260A- 520A | >96% | 1 | CCS1 | 33 | RFID, Mobile App | Yes | Standard | Yes | Stations are OCPP 2.0.1 compliant and certified; ChargePoint's network supports both OCPP 1.6 and 2.0.1 hardware | Yes- but no bi-directional energy flow. | Pedestal | UL and cUL listed: complies with UL 2202, UL 2231-1, UL 2231-2, CSA 107.1 | two year standard parts only warranty; additional years of coverage are available under our Assure Program: https://www.chargepoint.com/products/service | RFID, Mobile App | Yes
47QMCA22A0005 | CARAHSOFT TECHNOLOGY CORPORATION | ChargePoint | Yes - comes with ChargePoint Software | EXPP-PL1011X-2A1M0 | EXPP-PL1011X-2A1M0-611 | EXPP-PL1011X-2A1M0 | Express Plus Power Link PL1000 series, North America, 1x CCS1 200A 7.6m cable, 1 Holster, Pedestal, ChargePoint signage, RFID reader, Cellular/WiFi, UL listed, Single input, 2 year warranty. Requires at least one Power Block with Power Modules | EA | 25040.6 | 24289.382 | 3% | N/A | 60 Days | All 50 States in USA and Puerto Rico | Commercial | 40kW to 200kW | 260A- 520A | >96% | 1 | CCS1 | 25- Longer cables with cable management optional | RFID, Mobile App | Yes | Standard | Yes | Stations are OCPP 2.0.1 compliant and certified; ChargePoint's network supports both OCPP 1.6 and 2.0.1 hardware | Yes- but no bi-directional energy flow. | Pedestal | UL and cUL listed: complies with UL 2202, UL 2231-1, UL 2231-2, CSA 107.1 | two year standard parts only warranty; additional years of coverage are available under our Assure Program: https://www.chargepoint.com/products/service | RFID, Mobile App | Yes
47QMCA22A0005 | CARAHSOFT TECHNOLOGY CORPORATION | ChargePoint | Yes - comes with ChargePoint Software | EXPP-PL1011X-2A1M0-FTA | EXPP-PL1011X-2A1M0-FTA-611 | EXPP-PL1011X-2A1M0-FTA | BUY AMERICA FTA compliant. Express Plus Power Link PL1000 series, North America, 1x CCS1 200A 7.6m cable, 1 Holster, Pedestal, ChargePoint signage, RFID reader, Cellular/WiFi, UL listed, Single input, 2 year warranty. Requires at least one Power Block with Power Modules | EA | 25040.6 | 24289.382 | 3% | N/A | 60 Days | All 50 States in USA and Puerto Rico | Commercial | 40kW to 200kW | 260A- 520A | >96% | 1 | CCS1 | 25- Longer cables with cable management optional | RFID, Mobile App | Yes | Standard | Yes | Stations are OCPP 2.0.1 compliant and certified; ChargePoint's network supports both OCPP 1.6 and 2.0.1 hardware | Yes- but no bi-directional energy flow. | Pedestal | UL and cUL listed: complies with UL 2202, UL 2231-1, UL 2231-2, CSA 107.1 | two year standard parts only warranty; additional years of coverage are available under our Assure Program: https://www.chargepoint.com/products/service | RFID, Mobile App | Yes
47QMCA22A0005 | CARAHSOFT TECHNOLOGY CORPORATION | ChargePoint | Yes - comes with ChargePoint Software | EXPP-PL1011X-5A1L0 | EXPP-PL1011X-5A1L0-611 | EXPP-PL1011X-5A1L0 | Express Plus Power Link PL1000 series, North America, 1x CCS1 350A 10m cable, 1 Holster, Pedestal, ChargePoint signage, RFID reader, Cellular/WiFi, UL listed, Single input, 2 year warranty. Requires at least one Power Block with Power Modules | EA | 35107.2 | 34053.984 | 3% | N/A | 60 Days | All 50 States in USA and Puerto Rico | Commercial | 40kW to 350kW | 260A- 520A | >96% | 1 | CCS1 | 33 | RFID, Mobile App | Yes | Standard | Yes | Stations are OCPP 2.0.1 compliant and certified; ChargePoint's network supports both OCPP 1.6 and 2.0.1 hardware | Yes- but no bi-directional energy flow. | Pedestal | UL and cUL listed: complies with UL 2202, UL 2231-1, UL 2231-2, CSA 107.1 | two year standard parts only warranty; additional years of coverage are available under our Assure Program: https://www.chargepoint.com/products/service | RFID, Mobile App | Yes
47QMCA22A0005 | CARAHSOFT TECHNOLOGY CORPORATION | ChargePoint | Yes - comes with ChargePoint Software | EXPP-PL1011X-5A1M0 | EXPP-PL1011X-5A1M0-611 | EXPP-PL1011X-5A1M0 | Express Plus Power Link PL1000 series, North America, 1x CCS1 350A 7.6m cable, 1 Holster, Pedestal, ChargePoint signage, RFID reader, Cellular/WiFi, UL listed, Single input, 2 year warranty. Requires at least one Power Block with Power Modules | EA | 30076.37 | 29174.0789 | 3% | N/A | 60 Days | All 50 States in USA and Puerto Rico | Commercial | 40kW to 350kW | 260A- 520A | >96% | 1 | CCS1 | 25- Longer cables with cable management optional | RFID, Mobile App | Yes | Standard | Yes | Stations are OCPP 2.0.1 compliant and certified; ChargePoint's network supports both OCPP 1.6 and 2.0.1 hardware | Yes- but no bi-directional energy flow. | Pedestal | UL and cUL listed: complies with UL 2202, UL 2231-1, UL 2231-2, CSA 107.1 | two year standard parts only warranty; additional years of coverage are available under our Assure Program: https://www.chargepoint.com/products/service | RFID, Mobile App | Yes
47QMCA22A0005 | CARAHSOFT TECHNOLOGY CORPORATION | ChargePoint | Yes - comes with ChargePoint Software | EXPP-PL1014B-2A1M00 | EXPP-PL1014B-2A1M00-611 | EXPP-PL1014B-2A1M00 | Express Plus Power Link PL1000 series, North America, DC station, 1x CCS1 200A 7.6m cable, overhead mount, 200mm (8") Touch Display, ChargePoint signage, RFID reader, Cellular/WiFi, UL listed, Single input, 2 year warranty. Requires at least one Power Block with Power Modules | EA | 19214.91 | 18638.4627 | 3% | N/A | 60 Days | All 50 States in USA and Puerto Rico | Commercial | 40kW to 200kW | 260A- 520A | >96% | 1 | CCS1 | 25- Longer cables with cable management optional | RFID, Mobile App, Contactless Credit Card | Yes | Standard | Yes | Stations are OCPP 2.0.1 compliant and certified; ChargePoint's network supports both OCPP 1.6 and 2.0.1 hardware | Yes- but no bi-directional energy flow. | Wall, Overhead | UL and cUL listed: complies with UL 2202, UL 2231-1, UL 2231-2, CSA 107.1 | two year standard parts only warranty; additional years of coverage are available under our Assure Program: https://www.chargepoint.com/products/service | Contactless Credit Card, RFID, Tap to Pay with Mobile app, call center, roaming | Yes
47QMCA22A0005 | CARAHSOFT TECHNOLOGY CORPORATION | ChargePoint | Yes - comes with ChargePoint Software | EXPP-PL1014X-2A1L00 | EXPP-PL1014X-2A1L00-611 | EXPP-PL1014X-2A1L00 | Express Plus Power Link PL1000 series, North America, DC station, 1x CCS1 200A 10m cable, overhead mount, ChargePoint signage, RFID reader, Cellular/WiFi, UL listed, Single input, 1 year warranty. Requires at least one Power Block with Power Modules. | EA | 21263.78 | 20625.8666 | 3% | N/A | 60 Days | All 50 States in USA and Puerto Rico | Commercial | 40kW to 200kW | 260A- 520A | >96% | 1 | CCS1 | 33 | RFID, Mobile App | Yes | Standard | Yes | Stations are OCPP 2.0.1 compliant and certified; ChargePoint's network supports both OCPP 1.6 and 2.0.1 hardware | Yes- but no bi-directional energy flow. | Wall, Overhead | UL and cUL listed: complies with UL 2202, UL 2231-1, UL 2231-2, CSA 107.1 | two year standard parts only warranty; additional years of coverage are available under our Assure Program: https://www.chargepoint.com/products/service | RFID, Mobile App | Yes
47QMCA22A0005 | CARAHSOFT TECHNOLOGY CORPORATION | ChargePoint | Yes - comes with ChargePoint Software | EXPP-PL1014X-2A1L00-FTA | EXPP-PL1014X-2A1L00-FTA-611 | EXPP-PL1014X-2A1L00-FTA | BUY AMERICA FTA compliant. Express Plus Power Link PL1000 series, North America, DC station, 1x CCS1 200A 10m cable, overhead mount, ChargePoint signage, RFID reader, Cellular/WiFi, UL listed, Single input, 1 year warranty. Requires at least one Power Block with Power Modules. | EA | 21263.78 | 20625.8666 | 3% | N/A | 60 Days | All 50 States in USA and Puerto Rico | Commercial | 40kW to 200kW | 260A- 520A | >96% | 1 | CCS1 | 33 | RFID, Mobile App | Yes | Standard | Yes | Stations are OCPP 2.0.1 compliant and certified; ChargePoint's network supports both OCPP 1.6 and 2.0.1 hardware | Yes- but no bi-directional energy flow. | Wall, Overhead | UL and cUL listed: complies with UL 2202, UL 2231-1, UL 2231-2, CSA 107.1 | two year standard parts only warranty; additional years of coverage are available under our Assure Program: https://www.chargepoint.com/products/service | RFID, Mobile App | Yes
47QMCA22A0005 | CARAHSOFT TECHNOLOGY CORPORATION | ChargePoint | Yes - comes with ChargePoint Software | EXPP-PL1014X-2A1M00 | EXPP-PL1014X-2A1M00-611 | EXPP-PL1014X-2A1M00 | Express Plus Power Link PL1000 series, North America, DC station, 1x CCS1 200A 7.6m cable, Gantry mount, ChargePoint signage, RFID reader, Cellular/WiFi, UL listed, Single input, 2 year warranty. Requires at least one Power Block with Power Modules | EA | 18750.83 | 18188.3051 | 3% | N/A | 60 Days | All 50 States in USA and Puerto Rico | Commercial | 40kW to 200kW | 260A- 520A | >96% | 1 | CCS1 | 25- Longer cables with cable management optional | RFID, Mobile App | Yes | Standard | Yes | Stations are OCPP 2.0.1 compliant and certified; ChargePoint's network supports both OCPP 1.6 and 2.0.1 hardware | Yes- but no bi-directional energy flow. | Wall, Overhead | UL and cUL listed: complies with UL 2202, UL 2231-1, UL 2231-2, CSA 107.1 | two year standard parts only warranty; additional years of coverage are available under our Assure Program: https://www.chargepoint.com/products/service | RFID, Mobile App | Yes
47QMCA22A0005 | CARAHSOFT TECHNOLOGY CORPORATION | ChargePoint | Yes - comes with ChargePoint Software | EXPP-PL1014X-2A1M00-FTA | EXPP-PL1014X-2A1M00-FTA-611 | EXPP-PL1014X-2A1M00-FTA | BUY AMERICA FTA compliant. Express Plus Power Link PL1000 series, North America, DC station, 1x CCS1 200A 7.6m cable, Gantry mount, ChargePoint signage, RFID reader, Cellular/WiFi, UL listed, Single input, 2 year warranty. Requires at least one Power Block with Power Modules | EA | 18750.83 | 18188.3051 | 3% | N/A | 60 Days | All 50 States in USA and Puerto Rico | Commercial | 40kW to 200kW | 260A- 520A | >96% | 1 | CCS1 | 25- Longer cables with cable management optional | RFID, Mobile App | Yes | Standard | Yes | Stations are OCPP 2.0.1 compliant and certified; ChargePoint's network supports both OCPP 1.6 and 2.0.1 hardware | Yes- but no bi-directional energy flow. | Wall, Overhead | UL and cUL listed: complies with UL 2202, UL 2231-1, UL 2231-2, CSA 107.1 | two year standard parts only warranty; additional years of coverage are available under our Assure Program: https://www.chargepoint.com/products/service | RFID, Mobile App | Yes
47QMCA22A0005 | CARAHSOFT TECHNOLOGY CORPORATION | ChargePoint | Yes - comes with ChargePoint Software | EXPP-PL1014X-5A1L00 | EXPP-PL1014X-5A1L00-611 | EXPP-PL1014X-5A1L00 | Express Plus Power Link PL1000 series, North America, DC station, 1x CCS1 350A 10m cable, overhead mount, ChargePoint signage, RFID reader, Cellular/WiFi, UL listed, Single input, 1 year warranty. Requires at least one Power Block with Power Modules. | EA | 26299.55 | 25510.5635 | 3% | N/A | 60 Days | All 50 States in USA and Puerto Rico | Commercial | 40kW to 350kW | 260A- 520A | >96% | 1 | CCS1 | 33 | RFID, Mobile App | Yes | Standard | Yes | Stations are OCPP 2.0.1 compliant and certified; ChargePoint's network supports both OCPP 1.6 and 2.0.1 hardware | Yes- but no bi-directional energy flow. | Wall, Overhead | UL and cUL listed: complies with UL 2202, UL 2231-1, UL 2231-2, CSA 107.1 | two year standard parts only warranty; additional years of coverage are available under our Assure Program: https://www.chargepoint.com/products/service | RFID, Mobile App | Yes
47QMCA22A0005 | CARAHSOFT TECHNOLOGY CORPORATION | ChargePoint | Yes - comes with ChargePoint Software | EXPP-PL1014X-5A1L00-FTA | EXPP-PL1014X-5A1L00-FTA-611 | EXPP-PL1014X-5A1L00-FTA | BUY AMERICA FTA compliant. Express Plus Power Link PL1000 series, North America, DC station, 1x CCS1 350A 10m cable, overhead mount, ChargePoint signage, RFID reader, Cellular/WiFi, UL listed, Single input, 1 year warranty. Requires at least one Power Block with Power Modules. | EA | 26299.55 | 25510.5635 | 3% | N/A | 60 Days | All 50 States in USA and Puerto Rico | Commercial | 40kW to 350kW | 260A- 520A | >96% | 1 | CCS1 | 33 | RFID, Mobile App | Yes | Standard | Yes | Stations are OCPP 2.0.1 compliant and certified; ChargePoint's network supports both OCPP 1.6 and 2.0.1 hardware | Yes- but no bi-directional energy flow. | Wall, Overhead | UL and cUL listed: complies with UL 2202, UL 2231-1, UL 2231-2, CSA 107.1 | two year standard parts only warranty; additional years of coverage are available under our Assure Program: https://www.chargepoint.com/products/service | RFID, Mobile App | Yes
47QMCA22A0005 | CARAHSOFT TECHNOLOGY CORPORATION | ChargePoint | Yes - comes with ChargePoint Software | EXPP-PL1014X-5A1M00 | EXPP-PL1014X-5A1M00-611 | EXPP-PL1014X-5A1M00 | Express Plus Power Link PL1000 series, North America, DC station, 1x CCS1 350A 7.6m cable, Gantry mount, ChargePoint signage, RFID reader, Cellular/WiFi, UL listed, Single input, 2 year warranty. Requires at least one Power Block with Power Modules | EA | 23781.66 | 23068.2102 | 3% | N/A | 60 Days | All 50 States in USA and Puerto Rico | Commercial | 40kW to 350kW | 260A- 520A | >96% | 1 | CCS1 | 25- Longer cables with cable management optional | RFID, Mobile App | Yes | Standard | Yes | Stations are OCPP 2.0.1 compliant and certified; ChargePoint's network supports both OCPP 1.6 and 2.0.1 hardware | Yes- but no bi-directional energy flow. | Wall, Overhead | UL and cUL listed: complies with UL 2202, UL 2231-1, UL 2231-2, CSA 107.1 | two year standard parts only warranty; additional years of coverage are available under our Assure Program: https://www.chargepoint.com/products/service | RFID, Mobile App | Yes
47QMCA22A0005 | CARAHSOFT TECHNOLOGY CORPORATION | ChargePoint | Yes - comes with ChargePoint Software | EXPP-PL1014X-5A1M00-FTA | EXPP-PL1014X-5A1M00-FTA-611 | EXPP-PL1014X-5A1M00-FTA | BUY AMERICA FTA compliant. Express Plus Power Link PL1000 series, North America, DC station, 1x CCS1 350A 7.6m cable, Gantry mount, ChargePoint signage, RFID reader, Cellular/WiFi, UL listed, Single input, 2 year warranty. Requires at least one Power Block with Power Modules | EA | 23781.66 | 23068.2102 | 3% | N/A | 60 Days | All 50 States in USA and Puerto Rico | Commercial | 40kW to 350kW | 260A- 520A | >96% | 1 | CCS1 | 25- Longer cables with cable management optional | RFID, Mobile App | Yes | Standard | Yes | Stations are OCPP 2.0.1 compliant and certified; ChargePoint's network supports both OCPP 1.6 and 2.0.1 hardware | Yes- but no bi-directional energy flow. | Wall, Overhead | UL and cUL listed: complies with UL 2202, UL 2231-1, UL 2231-2, CSA 107.1 | two year standard parts only warranty; additional years of coverage are available under our Assure Program: https://www.chargepoint.com/products/service | RFID, Mobile App | Yes
47QMCA22A0005 | CARAHSOFT TECHNOLOGY CORPORATION | ChargePoint | Yes - comes with ChargePoint Software | EXPP-PL1021B-2A1M0-2A1M0 | EXPP-PL1021B-2A1M0-2A1M0-611 | EXPP-PL1021B-2A1M0-2A1M0 | Express Plus Power Link PL1000 series, North America, DC Station, 2x CCS1 200A 7.6m cable, 2 Holsters, Pedestal, 200mm (8") Touch Display, ChargePoint signage, RFID reader, Cellular/WiFi, UL listed, Single input, 1 year warranty. Requires at least one Power Block with Power Modules | EA | 30579.95 | 29662.5515 | 3% | N/A | 60 Days | All 50 States in USA and Puerto Rico | Commercial | 40kW to 200kW | 260A- 520A | >96% | 1 | CCS1 | 25- Longer cables with cable management optional | RFID, Mobile App, Contactless Credit Card | Yes | Standard | Yes | Stations are OCPP 2.0.1 compliant and certified; ChargePoint's network supports both OCPP 1.6 and 2.0.1 hardware | Yes- but no bi-directional energy flow. | Pedestal | UL and cUL listed: complies with UL 2202, UL 2231-1, UL 2231-2, CSA 107.1 | two year standard parts only warranty; additional years of coverage are available under our Assure Program: https://www.chargepoint.com/products/service | Contactless Credit Card, RFID, Tap to Pay with Mobile app, call center, roaming | Yes
47QMCA22A0005 | CARAHSOFT TECHNOLOGY CORPORATION | ChargePoint | Yes - comes with ChargePoint Software | EXPP-PL1021B-2A1M0-2A1M0-FTA | EXPP-PL1021B-2A1M0-2A1M0-FTA-611 | EXPP-PL1021B-2A1M0-2A1M0-FTA | BUY AMERICA FTA compliant. Express Plus Power Link PL1000 series, North America, DC Station, 2x CCS1 200A 7.6m cable, 2 Holsters, Pedestal, 200mm (8") Touch Display, ChargePoint signage, RFID reader, Cellular/WiFi, UL listed, Single input, 1 year warranty. Requires at least one Power Block with Power Modules | EA | 30579.95 | 29662.5515 | 3% | N/A | 60 Days | All 50 States in USA and Puerto Rico | Commercial | 40kW to 200kW | 260A- 520A | >96% | 1 | CCS1 | 25- Longer cables with cable management optional | RFID, Mobile App, Contactless Credit Card | Yes | Standard | Yes | Stations are OCPP 2.0.1 compliant and certified; ChargePoint's network supports both OCPP 1.6 and 2.0.1 hardware | Yes- but no bi-directional energy flow. | Pedestal | UL and cUL listed: complies with UL 2202, UL 2231-1, UL 2231-2, CSA 107.1 | two year standard parts only warranty; additional years of coverage are available under our Assure Program: https://www.chargepoint.com/products/service | Contactless Credit Card, RFID, Tap to Pay with Mobile app, call center, roaming | Yes
47QMCA22A0005 | CARAHSOFT TECHNOLOGY CORPORATION | ChargePoint | Yes - comes with ChargePoint Software | EXPP-PL1021B-2A1S1-2A1S1 | EXPP-PL1021B-2A1S1-2A1S1-611 | EXPP-PL1021B-2A1S1-2A1S1 | Express Plus Power Link PL1000 series, North America, DC Station, 2x CCS1 200A 4.5m cable, 2 Holsters, 2.4m Cable management kit, Pedestal, 200mm (8") Touch Display, RFID reader, Cellular/WiFi, UL listed, Single input, 1 year warranty. Requires at least one Power Block with Power Modules | EA | 23026.3 | 22335.511 | 3% | N/A | 60 Days | All 50 States in USA and Puerto Rico | Commercial | 40kW to 200kW | 260A- 520A | >96% | 1 | CCS1 | 15- Longer cables with cable management optional | RFID, Mobile App, Contactless Credit Card | Yes | Standard | Yes | Stations are OCPP 2.0.1 compliant and certified; ChargePoint's network supports both OCPP 1.6 and 2.0.1 hardware | Yes- but no bi-directional energy flow. | Pedestal | UL and cUL listed: complies with UL 2202, UL 2231-1, UL 2231-2, CSA 107.1 | two year standard parts only warranty; additional years of coverage are available under our Assure Program: https://www.chargepoint.com/products/service | Contactless Credit Card, RFID, Tap to Pay with Mobile app, call center, roaming | Yes
47QMCA22A0005 | CARAHSOFT TECHNOLOGY CORPORATION | ChargePoint | Yes - comes with ChargePoint Software | EXPP-PL1021B-3A1M0-3A1M0 | EXPP-PL1021B-3A1M0-3A1M0-611 | EXPP-PL1021B-3A1M0-3A1M0 | Express Plus Power Link PL1000 series, North America, DC Station, 2x CCS1 250A 7.6m cable, 2 Holsters, Pedestal, 200mm (8") Touch Display, ChargePoint signage, RFID reader, Cellular/WiFi, UL listed, Single input, 1 year warranty. Requires at least one Power Block with Power Modules | EA | 30579.95 | 29662.5515 | 3% | N/A | 60 Days | All 50 States in USA and Puerto Rico | Commercial | 40kW to 250kW | 260A- 520A | >96% | 1 | CCS1 | 25- Longer cables with cable management optional | RFID, Mobile App, Contactless Credit Card | Yes | Standard | Yes | Stations are OCPP 2.0.1 compliant and certified; ChargePoint's network supports both OCPP 1.6 and 2.0.1 hardware | Yes- but no bi-directional energy flow. | Pedestal | UL and cUL listed: complies with UL 2202, UL 2231-1, UL 2231-2, CSA 107.1 | two year standard parts only warranty; additional years of coverage are available under our Assure Program: https://www.chargepoint.com/products/service | Contactless Credit Card, RFID, Tap to Pay with Mobile app, call center, roaming | Yes
47QMCA22A0005 | CARAHSOFT TECHNOLOGY CORPORATION | ChargePoint | Yes - comes with ChargePoint Software | EXPP-PL1021B-3A1M0-3A1M0-FTA | EXPP-PL1021B-3A1M0-3A1M0-FTA-611 | EXPP-PL1021B-3A1M0-3A1M0-FTA | BUY AMERICA FTA compliant. Express Plus Power Link PL1000 series, North America, DC Station, 2x CCS1 250A 7.6m cable, 2 Holsters, Pedestal, 200mm (8") Touch Display, ChargePoint signage, RFID reader, Cellular/WiFi, UL listed, Single input, 1 year warranty. Requires at least one Power Block with Power Modules | EA | 30579.95 | 29662.5515 | 3% | N/A | 60 Days | All 50 States in USA and Puerto Rico | Commercial | 40kW to 250kW | 260A- 520A | >96% | 1 | CCS1 | 25- Longer cables with cable management optional | RFID, Mobile App, Contactless Credit Card | Yes | Standard | Yes | Stations are OCPP 2.0.1 compliant and certified; ChargePoint's network supports both OCPP 1.6 and 2.0.1 hardware | Yes- but no bi-directional energy flow. | Pedestal | UL and cUL listed: complies with UL 2202, UL 2231-1, UL 2231-2, CSA 107.1 | two year standard parts only warranty; additional years of coverage are available under our Assure Program: https://www.chargepoint.com/products/service | Contactless Credit Card, RFID, Tap to Pay with Mobile app, call center, roaming | Yes
47QMCA22A0005 | CARAHSOFT TECHNOLOGY CORPORATION | ChargePoint | Yes - comes with ChargePoint Software | EXPP-PL1021B-3A1S1-3A1S1 | EXPP-PL1021B-3A1S1-3A1S1-611 | EXPP-PL1021B-3A1S1-3A1S1 | Express Plus Power Link PL1000 series, North America, 2x CCS1 250A 5.8m cable, 2 Holsters, 2.4m Cable management kit, Pedestal, 200mm (8") Touch Display, RFID reader, Cellular/WiFi, UL listed, Single input, 2 year warranty. Requires at least one Power Block with Power Modules | EA | 23026.3 | 22335.511 | 3% | N/A | 60 Days | All 50 States in USA and Puerto Rico | Commercial | 40kW to 250kW | 260A- 520A | >96% | 1 | CCS1 | 19- Longer cables with cable management optional | RFID, Mobile App, Contactless Credit Card | Yes | Standard | Yes | Stations are OCPP 2.0.1 compliant and certified; ChargePoint's network supports both OCPP 1.6 and 2.0.1 hardware | Yes- but no bi-directional energy flow. | Pedestal | UL and cUL listed: complies with UL 2202, UL 2231-1, UL 2231-2, CSA 107.1 | two year standard parts only warranty; additional years of coverage are available under our Assure Program: https://www.chargepoint.com/products/service | Contactless Credit Card, RFID, Tap to Pay with Mobile app, call center, roaming | Yes
47QMCA22A0005 | CARAHSOFT TECHNOLOGY CORPORATION | ChargePoint | Yes - comes with ChargePoint Software | EXPP-PL1021B-5A1M0-5A1M0 | EXPP-PL1021B-5A1M0-5A1M0-611 | EXPP-PL1021B-5A1M0-5A1M0 | Express Plus Power Link PL1000 series, North America, DC Station, 2x CCS1 350A 7.6m cable, 2 Holsters, Pedestal, 200mm (8") Touch Display, ChargePoint signage, RFID reader, Cellular/WiFi, UL listed, Single input, 1 year warranty. Requires at least one Power Block with Power Modules | EA | 38128.66 | 36984.8002 | 3% | N/A | 60 Days | All 50 States in USA and Puerto Rico | Commercial | 40kW to 350kW | 260A- 520A | >96% | 1 | CCS1 | 25- Longer cables with cable management optional | RFID, Mobile App, Contactless Credit Card | Yes | Standard | Yes | Stations are OCPP 2.0.1 compliant and certified; ChargePoint's network supports both OCPP 1.6 and 2.0.1 hardware | Yes- but no bi-directional energy flow. | Pedestal | UL and cUL listed: complies with UL 2202, UL 2231-1, UL 2231-2, CSA 107.1 | two year standard parts only warranty; additional years of coverage are available under our Assure Program: https://www.chargepoint.com/products/service | Contactless Credit Card, RFID, Tap to Pay with Mobile app, call center, roaming | Yes
47QMCA22A0005 | CARAHSOFT TECHNOLOGY CORPORATION | ChargePoint | Yes - comes with ChargePoint Software | EXPP-PL1021B-5A1M0-5A1M0-FTA | EXPP-PL1021B-5A1M0-5A1M0-FTA-611 | EXPP-PL1021B-5A1M0-5A1M0-FTA | BUY AMERICA FTA compliant. Express Plus Power Link PL1000 series, North America, DC Station, 2x CCS1 350A 7.6m cable, 2 Holsters, Pedestal, 200mm (8") Touch Display, ChargePoint signage, RFID reader, Cellular/WiFi, UL listed, Single input, 2 year warranty. Requires at least one Power Block with Power Modules | EA | 32386.9 | 31415.293 | 3% | N/A | 60 Days | All 50 States in USA and Puerto Rico | Commercial | 40kW to 350kW | 260A- 520A | >96% | 1 | CCS1 | 25- Longer cables with cable management optional | RFID, Mobile App, Contactless Credit Card | Yes | Standard | Yes | Stations are OCPP 2.0.1 compliant and certified; ChargePoint's network supports both OCPP 1.6 and 2.0.1 hardware | Yes- but no bi-directional energy flow. | Pedestal | UL and cUL listed: complies with UL 2202, UL 2231-1, UL 2231-2, CSA 107.1 | two year standard parts only warranty; additional years of coverage are available under our Assure Program: https://www.chargepoint.com/products/service | Contactless Credit Card, RFID, Tap to Pay with Mobile app, call center, roaming | Yes
47QMCA22A0005 | CARAHSOFT TECHNOLOGY CORPORATION | ChargePoint | Yes - comes with ChargePoint Software | EXPP-PL1021B-5A1S1-2A3S1-CHIP-PD | EXPP-PL1021B-5A1S1-2A3S1-CHIP-PD-611 | EXPP-PL1021B-5A1S1-2A3S1-CHIP-PD | Express Plus Power Link PL1000 series, North America, DC Station, 1x CCS1 350A 5.8m cable, 1x CHAdeMO 200A 5.8m cable, 2 Holsters, 2.4m Cable management kit, Pedestal, 200mm (8") Touch Display, ChargePoint signage, Contactless credit card and RFID reader | EA | 29888.77 | 28992.1069 | 3% | N/A | 60 Days | All 50 States in USA and Puerto Rico | Commercial | 40kW to 350kW | 260A- 520A | >96% | 1 | CCS1/ CHAdeMO | 19- Longer cables with cable management optional | RFID, Mobile App, Contactless Credit Card | Yes | Standard | Yes | Stations are OCPP 2.0.1 compliant and certified; ChargePoint's network supports both OCPP 1.6 and 2.0.1 hardware | Yes- but no bi-directional energy flow. | Pedestal | UL and cUL listed: complies with UL 2202, UL 2231-1, UL 2231-2, CSA 107.1 | two year standard parts only warranty; additional years of coverage are available under our Assure Program: https://www.chargepoint.com/products/service | Contactless Credit Card, RFID, Tap to Pay with Mobile app, call center, roaming | Yes
47QMCA22A0005 | CARAHSOFT TECHNOLOGY CORPORATION | ChargePoint | Yes - comes with ChargePoint Software | EXPP-PL1021B-5A1S1-2A3S1-CHIP-PD-FHWA | EXPP-PL1021B-5A1S1-2A3S1-CHIP-PD-FHWA-611 | EXPP-PL1021B-5A1S1-2A3S1-CHIP-PD-FHWA | BUY AMERICA FHWA compliant. Express Plus Power Link PL1000 series, North America, DC Station, 1x CCS1 350A 5.8m cable, 1x CHAdeMO 200A 5.8m cable, 2 Holsters, 2.4m Cable management kit, Pedestal, 200mm (8") Touch Display, ChargePoint signage, Contactless credit card and RFID reader, Cellular/WiFi, UL listed, Single input, 2 year warranty. Includes EMV Chip Reader terminal and pedestal kit. Requires at least one Power Block with Power Modules | EA | 32877.64 | 31891.3108 | 3% | N/A | 60 Days | All 50 States in USA and Puerto Rico | Commercial | 40kW to 350kW | 260A- 520A | >96% | 1 | CCS1/ CHAdeMO | 19- Longer cables with cable management optional | RFID, Mobile App, Contactless Credit Card | Yes | Standard | Yes | Stations are OCPP 2.0.1 compliant and certified; ChargePoint's network supports both OCPP 1.6 and 2.0.1 hardware | Yes- but no bi-directional energy flow. | Pedestal | UL and cUL listed: complies with UL 2202, UL 2231-1, UL 2231-2, CSA 107.1 | two year standard parts only warranty; additional years of coverage are available under our Assure Program: https://www.chargepoint.com/products/service | Contactless Credit Card, RFID, Tap to Pay with Mobile app, call center, roaming | Yes
47QMCA22A0005 | CARAHSOFT TECHNOLOGY CORPORATION | ChargePoint | Yes - comes with ChargePoint Software | EXPP-PL1021B-5A1S1-4A4S1 | EXPP-PL1021B-5A1S1-4A4S1-611 | EXPP-PL1021B-5A1S1-4A4S1 | Express Plus Power Link PL1000 series, North America, DC Station, 1x CCS1 350A 5.8m cable, 1x North American Charging Standard (NACS) 300A 5.8m cable, 2 Holsters, 2.4m Cable management kit, Pedestal, 200mm (8") Touch Display, ChargePoint signage, Contactless credit card and RFID reader, Cellular/WiFi, UL listed, 1 year warranty. Requires at least one Power Block with Power Modules | EA | 27558.49 | 26731.7353 | 3% | N/A | 60 Days | All 50 States in USA and Puerto Rico | Commercial | 40kW to 350kW | 260A- 520A | >96% | 1 | CCS1/ NACS | 19- Longer cables with cable management optional | RFID, Mobile App, Contactless Credit Card | Yes | Standard | Yes | Stations are OCPP 2.0.1 compliant and certified; ChargePoint's network supports both OCPP 1.6 and 2.0.1 hardware | Yes- but no bi-directional energy flow. | Pedestal | UL and cUL listed: complies with UL 2202, UL 2231-1, UL 2231-2, CSA 107.1 | two year standard parts only warranty; additional years of coverage are available under our Assure Program: https://www.chargepoint.com/products/service | Contactless Credit Card, RFID, Tap to Pay with Mobile app, call center, roaming | Yes
47QMCA22A0005 | CARAHSOFT TECHNOLOGY CORPORATION | ChargePoint | Yes - comes with ChargePoint Software | EXPP-PL1021B-5A1S1-5A1S1 | EXPP-PL1021B-5A1S1-5A1S1-611 | EXPP-PL1021B-5A1S1-5A1S1 | Express Plus Power Link PL1000 series, North America, DC Station, 2x CCS1 350A 4.5m cable, 2 Holsters, 2.4m Cable management kit, Pedestal, 200mm (8") Touch Display, RFID reader, Cellular/WiFi, UL listed, Single input, 1 year warranty. Requires at least one Power Block with Power Modules | EA | 27558.49 | 26731.7353 | 3% | N/A | 60 Days | All 50 States in USA and Puerto Rico | Commercial | 40kW to 350kW | 260A- 520A | >96% | 1 | CCS1 | 15- Longer cables with cable management optional | RFID, Mobile App, Contactless Credit Card | Yes | Standard | Yes | Stations are OCPP 2.0.1 compliant and certified; ChargePoint's network supports both OCPP 1.6 and 2.0.1 hardware | Yes- but no bi-directional energy flow. | Pedestal | UL and cUL listed: complies with UL 2202, UL 2231-1, UL 2231-2, CSA 107.1 | two year standard parts only warranty; additional years of coverage are available under our Assure Program: https://www.chargepoint.com/products/service | Contactless Credit Card, RFID, Tap to Pay with Mobile app, call center, roaming | Yes
47QMCA22A0005 | CARAHSOFT TECHNOLOGY CORPORATION | ChargePoint | Yes - comes with ChargePoint Software | EXPP-PL1021B-5A1S1-5A1S1-FTA | EXPP-PL1021B-5A1S1-5A1S1-FTA-611 | EXPP-PL1021B-5A1S1-5A1S1-FTA | BUY AMERICA FTA compliant. Express Plus Power Link PL1000 series, North America, DC Station, 2x CCS1 350A 4.5m cable, 2 Holsters, 2.4m Cable management kit, Pedestal, 200mm (8") Touch Display, RFID reader, Cellular/WiFi, UL listed, Single input, 1 year warranty. Requires at least one Power Block with Power Modules | EA | 27558.49 | 26731.7353 | 3% | N/A | 60 Days | All 50 States in USA and Puerto Rico | Commercial | 40kW to 350kW | 260A- 520A | >96% | 1 | CCS1 | 15- Longer cables with cable management optional | RFID, Mobile App, Contactless Credit Card | Yes | Standard | Yes | Stations are OCPP 2.0.1 compliant and certified; ChargePoint's network supports both OCPP 1.6 and 2.0.1 hardware | Yes- but no bi-directional energy flow. | Pedestal | UL and cUL listed: complies with UL 2202, UL 2231-1, UL 2231-2, CSA 107.1 | two year standard parts only warranty; additional years of coverage are available under our Assure Program: https://www.chargepoint.com/products/service | Contactless Credit Card, RFID, Tap to Pay with Mobile app, call center, roaming | Yes
47QMCA22A0005 | CARAHSOFT TECHNOLOGY CORPORATION | ChargePoint | Yes - comes with ChargePoint Software | EXPP-PL1021X-2A1L0-2A1L0 | EXPP-PL1021X-2A1L0-2A1L0-611 | EXPP-PL1021X-2A1L0-2A1L0 | Express Plus Power Link PL1000 series, North America, 2x CCS1 200A 10m cable, 2 Holsters, Pedestal, ChargePoint signage, RFID reader, Cellular/WiFi, UL listed, Single input, 2 year warranty. Requires at least one Power Block with Power Modules | EA | 36366.15 | 35275.1655 | 3% | N/A | 60 Days | All 50 States in USA and Puerto Rico | Commercial | 40kW to 200kW | 260A- 520A | >96% | 1 | CCS1 | 33 | RFID, Mobile App | Yes | Standard | Yes | Stations are OCPP 2.0.1 compliant and certified; ChargePoint's network supports both OCPP 1.6 and 2.0.1 hardware | Yes- but no bi-directional energy flow. | Pedestal | UL and cUL listed: complies with UL 2202, UL 2231-1, UL 2231-2, CSA 107.1 | two year standard parts only warranty; additional years of coverage are available under our Assure Program: https://www.chargepoint.com/products/service | RFID, Mobile App | Yes
47QMCA22A0005 | CARAHSOFT TECHNOLOGY CORPORATION | ChargePoint | Yes - comes with ChargePoint Software | EXPP-PL1021X-2A1L0-2A1L0-FTA | EXPP-PL1021X-2A1L0-2A1L0-FTA-611 | EXPP-PL1021X-2A1L0-2A1L0-FTA | BUY AMERICA FTA compliant. Express Plus Power Link PL1000 series, North America, 2x CCS1 200A 10m cable, 2 Holsters, Pedestal, ChargePoint signage, RFID reader, Cellular/WiFi, UL listed, Single input, 2 year warranty. Requires at least one Power Block with Power Modules | EA | 36366.15 | 35275.1655 | 3% | N/A | 60 Days | All 50 States in USA and Puerto Rico | Commercial | 40kW to 200kW | 260A- 520A | >96% | 1 | CCS1 | 33 | RFID, Mobile App | Yes | Standard | Yes | Stations are OCPP 2.0.1 compliant and certified; ChargePoint's network supports both OCPP 1.6 and 2.0.1 hardware | Yes- but no bi-directional energy flow. | Pedestal | UL and cUL listed: complies with UL 2202, UL 2231-1, UL 2231-2, CSA 107.1 | two year standard parts only warranty; additional years of coverage are available under our Assure Program: https://www.chargepoint.com/products/service | RFID, Mobile App | Yes
47QMCA22A0005 | CARAHSOFT TECHNOLOGY CORPORATION | ChargePoint | Yes - comes with ChargePoint Software | EXPP-PL1021X-2A1M0-2A1M0 | EXPP-PL1021X-2A1M0-2A1M0-611 | EXPP-PL1021X-2A1M0-2A1M0 | Express Plus Power Link PL1000 series, North America, 2x CCS1 200A 7.6m cable, 2 Holsters, Pedestal, ChargePoint signage, RFID reader, Cellular/WiFi, UL listed, Single input, 2 year warranty. Requires at least one Power Block with Power Modules | EA | 30076.37 | 29174.0789 | 3% | N/A | 60 Days | All 50 States in USA and Puerto Rico | Commercial | 40kW to 200kW | 260A- 520A | >96% | 1 | CCS1 | 25- Longer cables with cable management optional | RFID, Mobile App | Yes | Standard | Yes | Stations are OCPP 2.0.1 compliant and certified; ChargePoint's network supports both OCPP 1.6 and 2.0.1 hardware | Yes- but no bi-directional energy flow. | Pedestal | UL and cUL listed: complies with UL 2202, UL 2231-1, UL 2231-2, CSA 107.1 | two year standard parts only warranty; additional years of coverage are available under our Assure Program: https://www.chargepoint.com/products/service | RFID, Mobile App | Yes
47QMCA22A0005 | CARAHSOFT TECHNOLOGY CORPORATION | ChargePoint | Yes - comes with ChargePoint Software | EXPP-PL1021X-2A1M0-2A1M0-FTA | EXPP-PL1021X-2A1M0-2A1M0-FTA-611 | EXPP-PL1021X-2A1M0-2A1M0-FTA | BUY AMERICA FTA compliant. Express Plus Power Link PL1000 series, North America, 2x CCS1 200A 7.6m cable, 2 Holsters, Pedestal, ChargePoint signage, RFID reader, Cellular/WiFi, UL listed, Single input, 2 year warranty. Requires at least one Power Block with Power Modules | EA | 30076.37 | 29174.0789 | 3% | N/A | 60 Days | All 50 States in USA and Puerto Rico | Commercial | 40kW to 200kW | 260A- 520A | >96% | 1 | CCS1 | 25- Longer cables with cable management optional | RFID, Mobile App | Yes | Standard | Yes | Stations are OCPP 2.0.1 compliant and certified; ChargePoint's network supports both OCPP 1.6 and 2.0.1 hardware | Yes- but no bi-directional energy flow. | Pedestal | UL and cUL listed: complies with UL 2202, UL 2231-1, UL 2231-2, CSA 107.1 | two year standard parts only warranty; additional years of coverage are available under our Assure Program: https://www.chargepoint.com/products/service | RFID, Mobile App | Yes
47QMCA22A0005 | CARAHSOFT TECHNOLOGY CORPORATION | ChargePoint | Yes - comes with ChargePoint Software | EXPP-PL1021X-5A1L0-5A1L0 | EXPP-PL1021X-5A1L0-5A1L0-611 | EXPP-PL1021X-5A1L0-5A1L0 | Express Plus Power Link PL1000 series, North America, 2x CCS1 350A 10m cable, 2 Holsters, Pedestal, ChargePoint signage, RFID reader, Cellular/WiFi, UL listed, Single input, 2 year warranty. Requires at least one Power Block with Power Modules | EA | 43914.86 | 42597.4142 | 3% | N/A | 60 Days | All 50 States in USA and Puerto Rico | Commercial | 40kW to 350kW | 260A- 520A | >96% | 1 | CCS1 | 33 | RFID, Mobile App | Yes | Standard | Yes | Stations are OCPP 2.0.1 compliant and certified; ChargePoint's network supports both OCPP 1.6 and 2.0.1 hardware | Yes- but no bi-directional energy flow. | Pedestal | UL and cUL listed: complies with UL 2202, UL 2231-1, UL 2231-2, CSA 107.1 | two year standard parts only warranty; additional years of coverage are available under our Assure Program: https://www.chargepoint.com/products/service | RFID, Mobile App | Yes
47QMCA22A0005 | CARAHSOFT TECHNOLOGY CORPORATION | ChargePoint | Yes - comes with ChargePoint Software | EXPP-PL1021X-5A1M0-5A1M0 | EXPP-PL1021X-5A1M0-5A1M0-611 | EXPP-PL1021X-5A1M0-5A1M0 | Express Plus Power Link PL1000 series, North America, 2x CCS1 350A 7.6m cable, 2 Holsters, Pedestal, ChargePoint signage, RFID reader, Cellular/WiFi, UL listed, Single input, 2 year warranty. Requires at least one Power Block with Power Modules | EA | 37625.09 | 36496.3373 | 3% | N/A | 60 Days | All 50 States in USA and Puerto Rico | Commercial | 40kW to 350kW | 260A- 520A | >96% | 1 | CCS1 | 25- Longer cables with cable management optional | RFID, Mobile App | Yes | Standard | Yes | Stations are OCPP 2.0.1 compliant and certified; ChargePoint's network supports both OCPP 1.6 and 2.0.1 hardware | Yes- but no bi-directional energy flow. | Pedestal | UL and cUL listed: complies with UL 2202, UL 2231-1, UL 2231-2, CSA 107.1 | two year standard parts only warranty; additional years of coverage are available under our Assure Program: https://www.chargepoint.com/products/service | RFID, Mobile App | Yes
47QMCA22A0005 | CARAHSOFT TECHNOLOGY CORPORATION | ChargePoint | Yes - comes with ChargePoint Software | EXPP-PL1024X-2A1L00-2A1L00 | EXPP-PL1024X-2A1L00-2A1L00-611 | EXPP-PL1024X-2A1L00-2A1L00 | Express Plus Power Link PL1000 series, North America, DC station, 2x CCS1 200A 10m cable, overhead mou, ChargePoi signage, RFID reader, Cellular/WiFi, UL listed, Single input, 1 year warray. Requires at least one Power Block with Power Modules. | EA | 27558.49 | 26731.7353 | 3% | N/A | 60 Days | All 50 States in USA and Puerto Rico | Commercial | 40kW to 200kW | 260A- 520A | >96% | 1 | CCS1 | 33 | RFID, Mobile App | Yes | Standard | Yes | Stations are OCPP 2.0.1 compliant and certified; ChargePoint's network supports both OCPP 1.6 and 2.0.1 hardware | Yes- but no bi-directional energy flow. | Wall, Overhead | UL and cUL listed: complies with UL 2202, UL 2231-1, UL 2231-2, CSA 107.1 | two year standard parts only warranty; additional years of coverage are available under our Assure Program: https://www.chargepoint.com/products/service | RFID, Mobile App | Yes
47QMCA22A0005 | CARAHSOFT TECHNOLOGY CORPORATION | ChargePoint | Yes - comes with ChargePoint Software | EXPP-PL1024X-2A1L00-2A1L00-FTA | EXPP-PL1024X-2A1L00-2A1L00-FTA-611 | EXPP-PL1024X-2A1L00-2A1L00-FTA | BUY AMERICA FTA compliant. Express Plus Power Link PL1000 series, North America, DC station, 2x CCS1 200A 10m cable, overhead mount, ChargePoint signage, RFID reader, Cellular/WiFi, UL listed, Single input, 1 year warranty. Requires at least one Power Block with Power Modules. | EA | 27558.49 | 26731.7353 | 3% | N/A | 60 Days | All 50 States in USA and Puerto Rico | Commercial | 40kW to 200kW | 260A- 520A | >96% | 1 | CCS1 | 33 | RFID, Mobile App | Yes | Standard | Yes | Stations are OCPP 2.0.1 compliant and certified; ChargePoint's network supports both OCPP 1.6 and 2.0.1 hardware | Yes- but no bi-directional energy flow. | Wall, Overhead | UL and cUL listed: complies with UL 2202, UL 2231-1, UL 2231-2, CSA 107.1 | two year standard parts only warranty; additional years of coverage are available under our Assure Program: https://www.chargepoint.com/products/service | RFID, Mobile App | Yes
47QMCA22A0005 | CARAHSOFT TECHNOLOGY CORPORATION | ChargePoint | Yes - comes with ChargePoint Software | EXPP-PL1024X-2A1M00-2A1M00 | EXPP-PL1024X-2A1M00-2A1M00-611 | EXPP-PL1024X-2A1M00-2A1M00 | Express Plus Power Link PL1000 series, North America, DC station, 2x CCS1 200A 7.6m cable, Gantry mount, ChargePoi signage, RFID reader, Cellular/WiFi, UL listed, Single input, 2 year warray. Requires at least one Power Block with Power Modules | EA | 23781.66 | 23068.2102 | 3% | N/A | 60 Days | All 50 States in USA and Puerto Rico | Commercial | 40kW to 200kW | 260A- 520A | >96% | 1 | CCS1 | 25- Longer cables with cable management optional | RFID, Mobile App | Yes | Standard | Yes | Stations are OCPP 2.0.1 compliant and certified; ChargePoint's network supports both OCPP 1.6 and 2.0.1 hardware | Yes- but no bi-directional energy flow. | Wall, Overhead | UL and cUL listed: complies with UL 2202, UL 2231-1, UL 2231-2, CSA 107.1 | two year standard parts only warranty; additional years of coverage are available under our Assure Program: https://www.chargepoint.com/products/service | RFID, Mobile App | Yes
47QMCA22A0005 | CARAHSOFT TECHNOLOGY CORPORATION | ChargePoint | Yes - comes with ChargePoint Software | EXPP-PL1024X-2A1M00-2A1M00-FTA | EXPP-PL1024X-2A1M00-2A1M00-FTA-611 | EXPP-PL1024X-2A1M00-2A1M00-FTA | BUY AMERICA FTA compliant. Express Plus Power Link PL1000 series, North America, DC station, 2x CCS1 200A 7.6m cable, Gantry mount, ChargePoint signage, RFID reader, Cellular/WiFi, UL listed, Single input, 2 year warranty. Requires at least one Power Block with Power Modules | EA | 23781.66 | 23068.2102 | 3% | N/A | 60 Days | All 50 States in USA and Puerto Rico | Commercial | 40kW to 200kW | 260A- 520A | >96% | 1 | CCS1 | 25- Longer cables with cable management optional | RFID, Mobile App | Yes | Standard | Yes | Stations are OCPP 2.0.1 compliant and certified; ChargePoint's network supports both OCPP 1.6 and 2.0.1 hardware | Yes- but no bi-directional energy flow. | Wall, Overhead | UL and cUL listed: complies with UL 2202, UL 2231-1, UL 2231-2, CSA 107.1 | two year standard parts only warranty; additional years of coverage are available under our Assure Program: https://www.chargepoint.com/products/service | RFID, Mobile App | Yes
47QMCA22A0005 | CARAHSOFT TECHNOLOGY CORPORATION | ChargePoint | Yes - comes with ChargePoint Software | EXPP-PL1024X-5A1L00-5A1L00 | EXPP-PL1024X-5A1L00-5A1L00-611 | EXPP-PL1024X-5A1L00-5A1L00 | Express Plus Power Link PL1000 series, North America, DC station, 2x CCS1 350A 10m cable, overhead mou, ChargePoi signage, RFID reader, Cellular/WiFi, UL listed, Single input, 1 year warray. Requires at least one Power Block with Power Modules. | EA | 35107.2 | 34053.984 | 3% | N/A | 60 Days | All 50 States in USA and Puerto Rico | Commercial | 40kW to 350kW | 260A- 520A | >96% | 1 | CCS1 | 33 | RFID, Mobile App | Yes | Standard | Yes | Stations are OCPP 2.0.1 compliant and certified; ChargePoint's network supports both OCPP 1.6 and 2.0.1 hardware | Yes- but no bi-directional energy flow. | Wall, Overhead | UL and cUL listed: complies with UL 2202, UL 2231-1, UL 2231-2, CSA 107.1 | two year standard parts only warranty; additional years of coverage are available under our Assure Program: https://www.chargepoint.com/products/service | RFID, Mobile App | Yes
47QMCA22A0005 | CARAHSOFT TECHNOLOGY CORPORATION | ChargePoint | Yes - comes with ChargePoint Software | EXPP-PL1024X-5A1L00-5A1L00-FTA | EXPP-PL1024X-5A1L00-5A1L00-FTA-611 | EXPP-PL1024X-5A1L00-5A1L00-FTA | BUY AMERICA FTA compliant. Express Plus Power Link PL1000 series, North America, DC station, 2x CCS1 350A 10m cable, overhead mount, ChargePoint signage, RFID reader, Cellular/WiFi, UL listed, Single input, 1 year warranty. Requires at least one Power Block with Power Modules. | EA | 35107.2 | 34053.984 | 3% | N/A | 60 Days | All 50 States in USA and Puerto Rico | Commercial | 40kW to 350kW | 260A- 520A | >96% | 1 | CCS1 | 33 | RFID, Mobile App | Yes | Standard | Yes | Stations are OCPP 2.0.1 compliant and certified; ChargePoint's network supports both OCPP 1.6 and 2.0.1 hardware | Yes- but no bi-directional energy flow. | Wall, Overhead | UL and cUL listed: complies with UL 2202, UL 2231-1, UL 2231-2, CSA 107.1 | two year standard parts only warranty; additional years of coverage are available under our Assure Program: https://www.chargepoint.com/products/service | RFID, Mobile App | Yes
47QMCA22A0005 | CARAHSOFT TECHNOLOGY CORPORATION | ChargePoint | Yes - comes with ChargePoint Software | EXPP-PL1024X-5A1M00-5A1M00 | EXPP-PL1024X-5A1M00-5A1M00-611 | EXPP-PL1024X-5A1M00-5A1M00 | Express Plus Power Link PL1000 series, North America, DC station, 2x CCS1 350A 7.6m cable, Gantry mount, ChargePoi signage, RFID reader, Cellular/WiFi, UL listed, Single input, 2 year warray. Requires at least one Power Block with Power Modules | EA | 31335.31 | 30395.2507 | 3% | N/A | 60 Days | All 50 States in USA and Puerto Rico | Commercial | 40kW to 350kW | 260A- 520A | >96% | 1 | CCS1 | 25- Longer cables with cable management optional | RFID, Mobile App | Yes | Standard | Yes | Stations are OCPP 2.0.1 compliant and certified; ChargePoint's network supports both OCPP 1.6 and 2.0.1 hardware | Yes- but no bi-directional energy flow. | Wall, Overhead | UL and cUL listed: complies with UL 2202, UL 2231-1, UL 2231-2, CSA 107.1 | two year standard parts only warranty; additional years of coverage are available under our Assure Program: https://www.chargepoint.com/products/service | RFID, Mobile App | Yes
47QMCA22A0005 | CARAHSOFT TECHNOLOGY CORPORATION | ChargePoint | Yes - comes with ChargePoint Software | EXPP-PL1024X-5A1M00-5A1M00-FTA | EXPP-PL1024X-5A1M00-5A1M00-FTA-611 | EXPP-PL1024X-5A1M00-5A1M00-FTA | BUY AMERICA FTA compliant. Express Plus Power Link PL1000 series, North America, DC station, 2x CCS1 350A 7.6m cable, Gantry mount, ChargePoint signage, RFID reader, Cellular/WiFi, UL listed, Single input, 2 year warranty. Requires at least one Power Block with Power Modules | EA | 31335.31 | 30395.2507 | 3% | N/A | 60 Days | All 50 States in USA and Puerto Rico | Commercial | 40kW to 350kW | 260A- 520A | >96% | 1 | CCS1 | 25- Longer cables with cable management optional | RFID, Mobile App | Yes | Standard | Yes | Stations are OCPP 2.0.1 compliant and certified; ChargePoint's network supports both OCPP 1.6 and 2.0.1 hardware | Yes- but no bi-directional energy flow. | Wall, Overhead | UL and cUL listed: complies with UL 2202, UL 2231-1, UL 2231-2, CSA 107.1 | two year standard parts only warranty; additional years of coverage are available under our Assure Program: https://www.chargepoint.com/products/service | RFID, Mobile App | Yes
47QMCA22A0005 | CARAHSOFT TECHNOLOGY CORPORATION | ChargePoint | Yes - comes with ChargePoint Software | EXPP-PL2011B-7A5X00 | EXPP-PL2011B-7A5X00-611 | EXPP-PL2011B-7A5X00 | Express Plus Power Link PL2000 series, North America, DC Station, 1x 500A conduit output, Pedestal, 200mm (8") Touch Display, ChargePoint signage, RFID reader, Cellular/WiFi, UL listed, 1 year warranty. Requires at least one Power Block with Power Module | EA | 29523.43 | 28637.7271 | 3% | N/A | 60 Days | All 50 States in USA and Puerto Rico | Commercial | 40kW to 500kW | 260A- 1000A | >96% | 1 | CCS1 | 18- 24 | RFID, Mobile App, Contactless Credit Card | Yes | Standard | Yes | Stations are OCPP 2.0.1 compliant and certified; ChargePoint's network supports both OCPP 1.6 and 2.0.1 hardware | Yes- but no bi-directional energy flow. | Pedestal | UL and cUL listed: complies with UL 2202, UL 2231-1, UL 2231-2, CSA 107.1 | two year standard parts only warranty; additional years of coverage are available under our Assure Program: https://www.chargepoint.com/products/service | Contactless Credit Card, RFID, Tap to Pay with Mobile app, call center, roaming | Yes
47QMCA22A0005 | CARAHSOFT TECHNOLOGY CORPORATION | ChargePoint | Yes - comes with ChargePoint Software | EXPP-PL2011BC-6A1S1 | EXPP-PL2011BC-6A1S1-611 | EXPP-PL2011BC-6A1S1 | Express Plus Power Link PL2000 series, North America, DC Station, 1x CCS1 500A liquid cooled 5.8m cable, 1 Holster, 2.4m Cable management kit, Pedestal, 200mm (8") Touch Display, ChargePoint signage, Contactless credit card and RFID reader, Cellular/WiFi | EA | 35447.86 | 34384.4242 | 3% | N/A | 60 Days | All 50 States in USA and Puerto Rico | Commercial | 40kW to 500kW | 260A- 1000A | >96% | 1 | CCS1 | 19 | RFID, Mobile App, Contactless Credit Card | Yes | Standard | Yes | Stations are OCPP 2.0.1 compliant and certified; ChargePoint's network supports both OCPP 1.6 and 2.0.1 hardware | Yes- but no bi-directional energy flow. | Pedestal | UL and cUL listed: complies with UL 2202, UL 2231-1, UL 2231-2, CSA 107.1 | two year standard parts only warranty; additional years of coverage are available under our Assure Program: https://www.chargepoint.com/products/service | Contactless Credit Card, RFID, Tap to Pay with Mobile app, call center, roaming | Yes
47QMCA22A0005 | CARAHSOFT TECHNOLOGY CORPORATION | ChargePoint | Yes - comes with ChargePoint Software | EXPP-PL2011BC-6A1S1-CHIP-PD | EXPP-PL2011BC-6A1S1-CHIP-PD-611 | EXPP-PL2011BC-6A1S1-CHIP-PD | Express Plus Power Link PL2000 series, North America, DC Station, 1x CCS1 500A liquid cooled 4.5m cable, 1 Holster, 2.4m Cable management kit, Pedestal, 200mm (8") Touch Display, ChargePoint signage, Contactless credit card and RFID reader, Cellular/WiFi | EA | 37778.14 | 36644.7958 | 3% | N/A | 60 Days | All 50 States in USA and Puerto Rico | Commercial | 40kW to 500kW | 260A- 1000A | >96% | 1 | CCS1 | 15 | RFID, Mobile App, Contactless Credit Card | Yes | Standard | Yes | Stations are OCPP 2.0.1 compliant and certified; ChargePoint's network supports both OCPP 1.6 and 2.0.1 hardware | Yes- but no bi-directional energy flow. | Pedestal | UL and cUL listed: complies with UL 2202, UL 2231-1, UL 2231-2, CSA 107.1 | two year standard parts only warranty; additional years of coverage are available under our Assure Program: https://www.chargepoint.com/products/service | Contactless Credit Card, RFID, Tap to Pay with Mobile app, call center, roaming | Yes
47QMCA22A0005 | CARAHSOFT TECHNOLOGY CORPORATION | ChargePoint | Yes - comes with ChargePoint Software | EXPP-PL2011BC-6A1S1-CHIP-PD-FHWA | EXPP-PL2011BC-6A1S1-CHIP-PD-FHWA-611 | EXPP-PL2011BC-6A1S1-CHIP-PD-FHWA | BUY AMERICA FHWA compliant. Express Plus Power Link PL2000 series, North America, DC Station, 1x CCS1 500A liquid cooled 4.5m cable, 1 Holster, 2.4m Cable management kit, Pedestal, 200mm (8") Touch Display, ChargePoint signage, Contactless credit card and RFID reader, Cellular/WiFi, UL listed, 1 year warranty. Includes EMV Chip Reader terminal and pedestal kit. Requires at least one Power Block with Power Modules | EA | 41555.95 | 40309.2715 | 3% | N/A | 60 Days | All 50 States in USA and Puerto Rico | Commercial | 40kW to 500kW | 260A- 1000A | >96% | 1 | CCS1 | 15 | RFID, Mobile App, Contactless Credit Card | Yes | Standard | Yes | Stations are OCPP 2.0.1 compliant and certified; ChargePoint's network supports both OCPP 1.6 and 2.0.1 hardware | Yes- but no bi-directional energy flow. | Pedestal | UL and cUL listed: complies with UL 2202, UL 2231-1, UL 2231-2, CSA 107.1 | two year standard parts only warranty; additional years of coverage are available under our Assure Program: https://www.chargepoint.com/products/service | Contactless Credit Card, RFID, Tap to Pay with Mobile app, call center, roaming | Yes
47QMCA22A0005 | CARAHSOFT TECHNOLOGY CORPORATION | ChargePoint | Yes - comes with ChargePoint Software | EXPP-PL2011BC-6A1S1-FHWA | EXPP-PL2011BC-6A1S1-FHWA-611 | EXPP-PL2011BC-6A1S1-FHWA | BUY AMERICA FHWA compliant. Express Plus Power Link PL2000 series, North America, DC Station, 1x CCS1 500A liquid cooled 5.8m cable, 1 Holster, 2.4m Cable management kit, Pedestal, 200mm (8") Touch Display, ChargePoint signage, Contactless credit card and RFID reader, Cellular/WiFi, UL listed, 2 year warranty. Requires at least one Power Block with Power Modules | EA | 38992.64 | 37822.8608 | 3% | N/A | 60 Days | All 50 States in USA and Puerto Rico | Commercial | 40kW to 500kW | 260A- 1000A | >96% | 1 | CCS1 | 19 | RFID, Mobile App, Contactless Credit Card | Yes | Standard | Yes | Stations are OCPP 2.0.1 compliant and certified; ChargePoint's network supports both OCPP 1.6 and 2.0.1 hardware | Yes- but no bi-directional energy flow. | Pedestal | UL and cUL listed: complies with UL 2202, UL 2231-1, UL 2231-2, CSA 107.1 | two year standard parts only warranty; additional years of coverage are available under our Assure Program: https://www.chargepoint.com/products/service | Contactless Credit Card, RFID, Tap to Pay with Mobile app, call center, roaming | Yes
47QMCA22A0005 | CARAHSOFT TECHNOLOGY CORPORATION | ChargePoint | Yes - comes with ChargePoint Software | EXPP-PL202X1B-3A1M0-3A1M0 | EXPP-PL202X1B-3A1M0-3A1M0-611 | EXPP-PL202X1B-3A1M0-3A1M0 | Express Plus Power Link PL2000 series, North America, DC Station, Simultaneous charging, 2x CCS1 250A 7.6m cable, 2 Holsters, Pedestal, 200mm (8") Touch Display, ChargePoint signage, RFID reader, Cellular/WiFi, UL listed, 2 year warranty. Requires at least one Power Block with Power Modules | EA | 31596.98 | 30649.0706 | 3% | N/A | 60 Days | All 50 States in USA and Puerto Rico | Commercial | 40kW to 250kW | 260A- 520A | >96% | 1 | CCS1 | 25 | RFID, Mobile App, Contactless Credit Card | Yes | Standard | Yes | Stations are OCPP 2.0.1 compliant and certified; ChargePoint's network supports both OCPP 1.6 and 2.0.1 hardware | Yes- but no bi-directional energy flow. | Pedestal | UL and cUL listed: complies with UL 2202, UL 2231-1, UL 2231-2, CSA 107.1 | two year standard parts only warranty; additional years of coverage are available under our Assure Program: https://www.chargepoint.com/products/service | Contactless Credit Card, RFID, Tap to Pay with Mobile app, call center, roaming | Yes
47QMCA22A0005 | CARAHSOFT TECHNOLOGY CORPORATION | ChargePoint | Yes - comes with ChargePoint Software | EXPP-PL202X1B-3A1M0-3A1M0-FTA | EXPP-PL202X1B-3A1M0-3A1M0-FTA-611 | EXPP-PL202X1B-3A1M0-3A1M0-FTA | BUY AMERICA FTA compliant. Express Plus Power Link PL2000 series, North America, DC Station, Simultaneous charging, 2x CCS1 250A 7.6m cable, 2 Holsters, Pedestal, 200mm (8") Touch Display, ChargePoint signage, RFID reader, Cellular/WiFi, UL listed, 2 year warranty. Requires at least one Power Block with Power Modules | EA | 31596.98 | 30649.0706 | 3% | N/A | 60 Days | All 50 States in USA and Puerto Rico | Commercial | 40kW to 250kW | 260A- 520A | >96% | 2 | CCS1 | 25 | RFID, Mobile App, Contactless Credit Card | Yes | Standard | Yes | Stations are OCPP 2.0.1 compliant and certified; ChargePoint's network supports both OCPP 1.6 and 2.0.1 hardware | Yes- but no bi-directional energy flow. | Pedestal | UL and cUL listed: complies with UL 2202, UL 2231-1, UL 2231-2, CSA 107.1 | two year standard parts only warranty; additional years of coverage are available under our Assure Program: https://www.chargepoint.com/products/service | Contactless Credit Card, RFID, Tap to Pay with Mobile app, call center, roaming | Yes
47QMCA22A0005 | CARAHSOFT TECHNOLOGY CORPORATION | ChargePoint | Yes - comes with ChargePoint Software | EXPP-PL202X1B-5A1M0-5A1M0 | EXPP-PL202X1B-5A1M0-5A1M0-611 | EXPP-PL202X1B-5A1M0-5A1M0 | Express Plus Power Link PL2000 series, North America, DC Station, Simultaneous charging, 2x CCS1 350A 7.6m cable, 2 Holsters, Pedestal, 200mm (8") Touch Display, ChargePoint signage, RFID reader, Cellular/WiFi, UL listed, 2 year warranty. Requires at least one Power Block with Power Modules | EA | 41964.74 | 40705.7978 | 3% | N/A | 60 Days | All 50 States in USA and Puerto Rico | Commercial | 40kW to 350kW | 260A- 520A | >96% | 2 | CCS1 | 25 | RFID, Mobile App, Contactless Credit Card | Yes | Standard | Yes | Stations are OCPP 2.0.1 compliant and certified; ChargePoint's network supports both OCPP 1.6 and 2.0.1 hardware | Yes- but no bi-directional energy flow. | Pedestal | UL and cUL listed: complies with UL 2202, UL 2231-1, UL 2231-2, CSA 107.1 | two year standard parts only warranty; additional years of coverage are available under our Assure Program: https://www.chargepoint.com/products/service | Contactless Credit Card, RFID, Tap to Pay with Mobile app, call center, roaming | Yes
47QMCA22A0005 | CARAHSOFT TECHNOLOGY CORPORATION | ChargePoint | Yes - comes with ChargePoint Software | EXPP-PL202X1B-5A1M0-5A1M0-FTA | EXPP-PL202X1B-5A1M0-5A1M0-FTA-611 | EXPP-PL202X1B-5A1M0-5A1M0-FTA | BUY AMERICA FTA compliant. Express Plus Power Link PL2000 series, North America, DC Station, Simultaneous charging, 2x CCS1 350A 7.6m cable, 2 Holsters, Pedestal, 200mm (8") Touch Display, ChargePoint signage, RFID reader, Cellular/WiFi, UL listed, 2 year warranty. Requires at least one Power Block with Power Modules | EA | 41964.74 | 40705.7978 | 3% | N/A | 60 Days | All 50 States in USA and Puerto Rico | Commercial | 40kW to 350kW | 260A- 520A | >96% | 2 | CCS1 | 25 | RFID, Mobile App, Contactless Credit Card | Yes | Standard | Yes | Stations are OCPP 2.0.1 compliant and certified; ChargePoint's network supports both OCPP 1.6 and 2.0.1 hardware | Yes- but no bi-directional energy flow. | Pedestal | UL and cUL listed: complies with UL 2202, UL 2231-1, UL 2231-2, CSA 107.1 | two year standard parts only warranty; additional years of coverage are available under our Assure Program: https://www.chargepoint.com/products/service | Contactless Credit Card, RFID, Tap to Pay with Mobile app, call center, roaming | Yes
47QMCA22A0005 | CARAHSOFT TECHNOLOGY CORPORATION | ChargePoint | Yes - comes with ChargePoint Software | EXPP-PL202X1B-5A1S1-2A3S1 | EXPP-PL202X1B-5A1S1-2A3S1-611 | EXPP-PL202X1B-5A1S1-2A3S1 | Express Plus Power Link PL2000 series, North America, DC Station, Simultaneous charging, 1x CCS1 350A 4.5m cable, 1x CHAdeMO 200A 4.5m cable, 2 Holsters, Pedestal, 200mm (8") Touch Display, ChargePoint signage, RFID reader, Cellular/WiFi, UL listed, 1 year warranty. Requires at least one Power Block with Power Modules | EA | 31898.14 | 30941.1958 | 3% | N/A | 60 Days | All 50 States in USA and Puerto Rico | Commercial | 40kW to 350kW | 260A- 520A | >96% | 2 | CCS1/ CHAdeMO | 15 | RFID, Mobile App, Contactless Credit Card | Yes | Standard | Yes | Stations are OCPP 2.0.1 compliant and certified; ChargePoint's network supports both OCPP 1.6 and 2.0.1 hardware | Yes- but no bi-directional energy flow. | Pedestal | UL and cUL listed: complies with UL 2202, UL 2231-1, UL 2231-2, CSA 107.1 | two year standard parts only warranty; additional years of coverage are available under our Assure Program: https://www.chargepoint.com/products/service | Contactless Credit Card, RFID, Tap to Pay with Mobile app, call center, roaming | Yes
47QMCA22A0005 | CARAHSOFT TECHNOLOGY CORPORATION | ChargePoint | Yes - comes with ChargePoint Software | EXPP-PL202X1B-5A1S1-5A1S1 | EXPP-PL202X1B-5A1S1-5A1S1-611 | EXPP-PL202X1B-5A1S1-5A1S1 | Express Plus Power Link PL2000 series, North America, DC Station, Simultaneous charging, 2x CCS1 350A 5.8m cable, 2 Holsters, 2.4m Cable management kit, Pedestal, 200mm (8") Touch Display, ChargePoint signage, RFID reader, Cellular/WiFi, UL listed, 2 year warranty. Requires at least one Power Block with Power Modules | EA | 31898.14 | 30941.1958 | 3% | N/A | 60 Days | All 50 States in USA and Puerto Rico | Commercial | 40kW to 350kW | 260A- 520A | >96% | 2 | CCS1 | 19 | RFID, Mobile App, Contactless Credit Card | Yes | Standard | Yes | Stations are OCPP 2.0.1 compliant and certified; ChargePoint's network supports both OCPP 1.6 and 2.0.1 hardware | Yes- but no bi-directional energy flow. | Pedestal | UL and cUL listed: complies with UL 2202, UL 2231-1, UL 2231-2, CSA 107.1 | two year standard parts only warranty; additional years of coverage are available under our Assure Program: https://www.chargepoint.com/products/service | Contactless Credit Card, RFID, Tap to Pay with Mobile app, call center, roaming | Yes
47QMCA22A0005 | CARAHSOFT TECHNOLOGY CORPORATION | ChargePoint | Yes - comes with ChargePoint Software | EXPP-PL202X1B-5A1S1-5A1S1-FTA | EXPP-PL202X1B-5A1S1-5A1S1-FTA-611 | EXPP-PL202X1B-5A1S1-5A1S1-FTA | BUY AMERICA FTA compliant. Express Plus Power Link PL2000 series, North America, DC Station, Simultaneous charging, 2x CCS1 350A 5.8m cable, 2 Holsters, 2.4m Cable management kit, Pedestal, 200mm (8") Touch Display, ChargePoint signage, RFID reader, Cellular/WiFi, UL listed, 2 year warranty. Requires at least one Power Block with Power Modules | EA | 31898.14 | 30941.1958 | 3% | N/A | 60 Days | All 50 States in USA and Puerto Rico | Commercial | 40kW to 350kW | 260A- 520A | >96% | 2 | CCS1 | 19 | RFID, Mobile App, Contactless Credit Card | Yes | Standard | Yes | Stations are OCPP 2.0.1 compliant and certified; ChargePoint's network supports both OCPP 1.6 and 2.0.1 hardware | Yes- but no bi-directional energy flow. | Pedestal | UL and cUL listed: complies with UL 2202, UL 2231-1, UL 2231-2, CSA 107.1 | two year standard parts only warranty; additional years of coverage are available under our Assure Program: https://www.chargepoint.com/products/service | Contactless Credit Card, RFID, Tap to Pay with Mobile app, call center, roaming | Yes
47QMCA22A0005 | CARAHSOFT TECHNOLOGY CORPORATION | ChargePoint | Yes - comes with ChargePoint Software | EXPP-PL202X1BC-6A1S1-2A3S1 | EXPP-PL202X1BC-6A1S1-2A3S1-611 | EXPP-PL202X1BC-6A1S1-2A3S1 | Express Plus Power Link PL2000 series, North America, DC Station, Simultaneous charging, 1x CCS1 500A liquid cooled 5.8m cable, 1x CHAdeMO 200A 5.8m cable, 2 Holsters, 2.4m Cable management kit, Pedestal, 200mm (8") Touch Display, ChargePoint signage, Contactless credit card and RFID reader, Cellular/WiFi, UL listed, 2 year warranty. Requires at least one Power Block with Power Modules | EA | 43939.55 | 42621.3635 | 3% | N/A | 60 Days | All 50 States in USA and Puerto Rico | Commercial | 40kW to 500kW | 260A- 1000A | >96% | 2 | CCS1/ CHAdeMO | 19 | RFID, Mobile App, Contactless Credit Card | Yes | Standard | Yes | Stations are OCPP 2.0.1 compliant and certified; ChargePoint's network supports both OCPP 1.6 and 2.0.1 hardware | Yes- but no bi-directional energy flow. | Pedestal | UL and cUL listed: complies with UL 2202, UL 2231-1, UL 2231-2, CSA 107.1 | two year standard parts only warranty; additional years of coverage are available under our Assure Program: https://www.chargepoint.com/products/service | Contactless Credit Card, RFID, Tap to Pay with Mobile app, call center, roaming | Yes
47QMCA22A0005 | CARAHSOFT TECHNOLOGY CORPORATION | ChargePoint | Yes - comes with ChargePoint Software | EXPP-PL202X1BC-6A1S1-2A3S1-CHIP-PD | EXPP-PL202X1BC-6A1S1-2A3S1-CHIP-PD-611 | EXPP-PL202X1BC-6A1S1-2A3S1-CHIP-PD | Express Plus Power Link PL2000 series, North America, DC Station, Simultaneous charging, 1x CCS1 500A liquid cooled 4.5m cable, 1x CHAdeMO 200A 4.5m cable, 2 Holsters, 2.4m Cable management kit, Pedestal, 200mm (8") Touch Display, ChargePoint signage, Contactless credit card and RFID reader, Cellular/WiFi, UL listed, 1 year warranty. Includes EMV Chip Reader terminal and pedestal kit. Requires at least one Power Block with Power Modules | EA | 46269.82 | 44881.7254 | 3% | N/A | 60 Days | All 50 States in USA and Puerto Rico | Commercial | 40kW to 500kW | 260A- 1000A | >96% | 2 | CCS1/ CHAdeMO | 15 | RFID, Mobile App, Contactless Credit Card | Yes | Standard | Yes | Stations are OCPP 2.0.1 compliant and certified; ChargePoint's network supports both OCPP 1.6 and 2.0.1 hardware | Yes- but no bi-directional energy flow. | Pedestal | UL and cUL listed: complies with UL 2202, UL 2231-1, UL 2231-2, CSA 107.1 | two year standard parts only warranty; additional years of coverage are available under our Assure Program: https://www.chargepoint.com/products/service | Contactless Credit Card, RFID, Tap to Pay with Mobile app, call center, roaming | Yes
47QMCA22A0005 | CARAHSOFT TECHNOLOGY CORPORATION | ChargePoint | Yes - comes with ChargePoint Software | EXPP-PL202X1BC-6A1S1-2A3S1-CHIP-PD-FHWA | EXPP-PL202X1BC-6A1S1-2A3S1-CHIP-PD-FHWA-611 | EXPP-PL202X1BC-6A1S1-2A3S1-CHIP-PD-FHWA | BUY AMERICA FHWA compliant. Express Plus Power Link PL2000 series, North America, DC Station, Simultaneous charging, 1x CCS1 500A liquid cooled 4.5m cable, 1x CHAdeMO 200A 4.5m cable, 2 Holsters, 2.4m Cable management kit, Pedestal, 200mm (8") Touch Display, ChargePoint signage, Contactless credit card and RFID reader, Cellular/WiFi, UL listed, 1 year warranty. Includes EMV Chip Reader terminal and pedestal kit. Requires at least one Power Block with Power Modules | EA | 50896.81 | 49369.9057 | 3% | N/A | 60 Days | All 50 States in USA and Puerto Rico | Commercial | 40kW to 500kW | 260A- 1000A | >96% | 2 | CCS1/ CHAdeMO | 15 | RFID, Mobile App, Contactless Credit Card | Yes | Standard | Yes | Stations are OCPP 2.0.1 compliant and certified; ChargePoint's network supports both OCPP 1.6 and 2.0.1 hardware | Yes- but no bi-directional energy flow. | Pedestal | UL and cUL listed: complies with UL 2202, UL 2231-1, UL 2231-2, CSA 107.1 | two year standard parts only warranty; additional years of coverage are available under our Assure Program: https://www.chargepoint.com/products/service | Contactless Credit Card, RFID, Tap to Pay with Mobile app, call center, roaming | Yes
47QMCA22A0005 | CARAHSOFT TECHNOLOGY CORPORATION | ChargePoint | Yes - comes with ChargePoint Software | EXPP-PL202X1BC-6A1S1-2A3S1-FHWA | EXPP-PL202X1BC-6A1S1-2A3S1-FHWA-611 | EXPP-PL202X1BC-6A1S1-2A3S1-FHWA | BUY AMERICA FHWA compliant. Express Plus Power Link PL2000 series, North America, DC Station, Simultaneous charging, 1x CCS1 500A liquid cooled 5.8m cable, 1x CHAdeMO 200A 5.8m cable, 2 Holsters, 2.4m Cable management kit, Pedestal, 200mm (8") Touch Display, ChargePoint signage, Contactless credit card and RFID reader, Cellular/WiFi, UL listed, 2 year warranty. Requires at least one Power Block with Power Modules | EA | 48333.5 | 46883.495 | 3% | N/A | 60 Days | All 50 States in USA and Puerto Rico | Commercial | 40kW to 500kW | 260A- 1000A | >96% | 2 | CCS1/ CHAdeMO | 19 | RFID, Mobile App, Contactless Credit Card | Yes | Standard | Yes | Stations are OCPP 2.0.1 compliant and certified; ChargePoint's network supports both OCPP 1.6 and 2.0.1 hardware | Yes- but no bi-directional energy flow. | Pedestal | UL and cUL listed: complies with UL 2202, UL 2231-1, UL 2231-2, CSA 107.1 | two year standard parts only warranty; additional years of coverage are available under our Assure Program: https://www.chargepoint.com/products/service | Contactless Credit Card, RFID, Tap to Pay with Mobile app, call center, roaming | Yes
47QMCA22A0005 | CARAHSOFT TECHNOLOGY CORPORATION | ChargePoint | Yes - comes with ChargePoint Software | EXPP-PL202X1BC-6A1S1-6A1S1 | EXPP-PL202X1BC-6A1S1-6A1S1-611 | EXPP-PL202X1BC-6A1S1-6A1S1 | Express Plus Power Link PL2000 series, North America, DC Station, Simultaneous charging, 2x CCS1 500A liquid cooled 5.8m cable, 2 Holsters, 2.4m Cable management kit, Pedestal, 200mm (8") Touch Display, ChargePoint signage, Contactless credit card and RFID reader, Cellular/WiFi, UL listed, 2 year warranty. Requires at least one Power Block with Power Modules | EA | 46309.32 | 44920.0404 | 3% | N/A | 60 Days | All 50 States in USA and Puerto Rico | Commercial | 40kW to 500kW | 260A- 1000A | >96% | 2 | CCS1 | 19 | RFID, Mobile App, Contactless Credit Card | Yes | Standard | Yes | Stations are OCPP 2.0.1 compliant and certified; ChargePoint's network supports both OCPP 1.6 and 2.0.1 hardware | Yes- but no bi-directional energy flow. | Pedestal | UL and cUL listed: complies with UL 2202, UL 2231-1, UL 2231-2, CSA 107.1 | two year standard parts only warranty; additional years of coverage are available under our Assure Program: https://www.chargepoint.com/products/service | Contactless Credit Card, RFID, Tap to Pay with Mobile app, call center, roaming | Yes
47QMCA22A0005 | CARAHSOFT TECHNOLOGY CORPORATION | ChargePoint | Yes - comes with ChargePoint Software | EXPP-PL202X1BC-6A1S1-6A1S1-CHIP-PD | EXPP-PL202X1BC-6A1S1-6A1S1-CHIP-PD-611 | EXPP-PL202X1BC-6A1S1-6A1S1-CHIP-PD | Express Plus Power Link PL2000 series, North America, DC Station, Simultaneous charging, 2x CCS1 500A liquid cooled 4.5m cable, 2 Holsters, 2.4m Cable management kit, Pedestal, 200mm (8") Touch Display, ChargePoint signage, Contactless credit card and RFID reader, Cellular/WiFi, UL listed, 1 year warranty. Includes EMV Chip Reader terminal and pedestal kit. Requires at least one Power Block with Power Modules | EA | 48639.6 | 47180.412 | 3% | N/A | 60 Days | All 50 States in USA and Puerto Rico | Commercial | 40kW to 500kW | 260A- 1000A | >96% | 2 | CCS1 | 15 | RFID, Mobile App, Contactless Credit Card | Yes | Standard | Yes | Stations are OCPP 2.0.1 compliant and certified; ChargePoint's network supports both OCPP 1.6 and 2.0.1 hardware | Yes- but no bi-directional energy flow. | Pedestal | UL and cUL listed: complies with UL 2202, UL 2231-1, UL 2231-2, CSA 107.1 | two year standard parts only warranty; additional years of coverage are available under our Assure Program: https://www.chargepoint.com/products/service | Contactless Credit Card, RFID, Tap to Pay with Mobile app, call center, roaming | Yes
47QMCA22A0005 | CARAHSOFT TECHNOLOGY CORPORATION | ChargePoint | Yes - comes with ChargePoint Software | EXPP-PL202X1BC-6A1S1-6A1S1-CHIP-PD-FHWA | EXPP-PL202X1BC-6A1S1-6A1S1-CHIP-PD-FHWA-611 | EXPP-PL202X1BC-6A1S1-6A1S1-CHIP-PD-FHWA | BUY AMERICA FHWA compliant. Express Plus Power Link PL2000 series, North America, DC Station, Simultaneous charging, 2x CCS1 500A liquid cooled 4.5m cable, 2 Holsters, 2.4m Cable management kit, Pedestal, 200mm (8") Touch Display, ChargePoint signage, Contactless credit card and RFID reader, Cellular/WiFi, UL listed, 1 year warranty. Includes EMV Chip Reader terminal and pedestal kit. Requires at least one Power Block with Power Modules | EA | 53503.56 | 51898.4532 | 3% | N/A | 60 Days | All 50 States in USA and Puerto Rico | Commercial | 40kW to 500kW | 260A- 1000A | >96% | 2 | CCS1 | 15 | RFID, Mobile App, Contactless Credit Card | Yes | Standard | Yes | Stations are OCPP 2.0.1 compliant and certified; ChargePoint's network supports both OCPP 1.6 and 2.0.1 hardware | Yes- but no bi-directional energy flow. | Pedestal | UL and cUL listed: complies with UL 2202, UL 2231-1, UL 2231-2, CSA 107.1 | two year standard parts only warranty; additional years of coverage are available under our Assure Program: https://www.chargepoint.com/products/service | Contactless Credit Card, RFID, Tap to Pay with Mobile app, call center, roaming | Yes
47QMCA22A0005 | CARAHSOFT TECHNOLOGY CORPORATION | ChargePoint | Yes - comes with ChargePoint Software | EXPP-PL202X1BC-6A1S1-6A1S1-FHWA | EXPP-PL202X1BC-6A1S1-6A1S1-FHWA-611 | EXPP-PL202X1BC-6A1S1-6A1S1-FHWA | BUY AMERICA FHWA compliant. Express Plus Power Link PL2000 series, North America, DC Station, Simultaneous charging, 2x CCS1 500A liquid cooled 5.8m cable, 2 Holsters, 2.4m Cable management kit, Pedestal, 200mm (8") Touch Display, ChargePoint signage, Contactless credit card and RFID reader, Cellular/WiFi, UL listed, 2 year warranty. Requires at least one Power Block with Power Modules | EA | 50940.25 | 49412.0425 | 3% | N/A | 60 Days | All 50 States in USA and Puerto Rico | Commercial | 40kW to 500kW | 260A- 1000A | >96% | 2 | CCS1 | 19 | RFID, Mobile App, Contactless Credit Card | Yes | Standard | Yes | Stations are OCPP 2.0.1 compliant and certified; ChargePoint's network supports both OCPP 1.6 and 2.0.1 hardware | Yes- but no bi-directional energy flow. | Pedestal | UL and cUL listed: complies with UL 2202, UL 2231-1, UL 2231-2, CSA 107.1 | two year standard parts only warranty; additional years of coverage are available under our Assure Program: https://www.chargepoint.com/products/service | Contactless Credit Card, RFID, Tap to Pay with Mobile app, call center, roaming | Yes
47QMCA22A0005 | CARAHSOFT TECHNOLOGY CORPORATION | ChargePoint | Yes - comes with ChargePoint Software | EXPP-PL202X1BC-6A1S1-6A1S1-FTA | EXPP-PL202X1BC-6A1S1-6A1S1-FTA-611 | EXPP-PL202X1BC-6A1S1-6A1S1-FTA | BUY AMERICA FTA compliant. Express Plus Power Link PL2000 series, North America, DC Station, Simultaneous charging, 2x CCS1 500A liquid cooled 5.8m cable, 2 Holsters, 2.4m Cable management kit, Pedestal, 200mm (8") Touch Display, ChargePoint signage, Contactless credit card and RFID reader, Cellular/WiFi, UL listed, 2 year warranty. Requires at least one Power Block with Power Modules | EA | 46309.32 | 44920.0404 | 3% | N/A | 60 Days | All 50 States in USA and Puerto Rico | Commercial | 40kW to 500kW | 260A- 1000A | >96% | 2 | CCS1 | 19 | RFID, Mobile App, Contactless Credit Card | Yes | Standard | Yes | Stations are OCPP 2.0.1 compliant and certified; ChargePoint's network supports both OCPP 1.6 and 2.0.1 hardware | Yes- but no bi-directional energy flow. | Pedestal | UL and cUL listed: complies with UL 2202, UL 2231-1, UL 2231-2, CSA 107.1 | two year standard parts only warranty; additional years of coverage are available under our Assure Program: https://www.chargepoint.com/products/service | Contactless Credit Card, RFID, Tap to Pay with Mobile app, call center, roaming | Yes
47QMCA22A0005 | CARAHSOFT TECHNOLOGY CORPORATION | ChargePoint | Yes - comes with ChargePoint Software | EXPP-PL202X4X-3A1M00-3A1M00 | EXPP-PL202X4X-3A1M00-3A1M00-611 | EXPP-PL202X4X-3A1M00-3A1M00 | Express Plus Power Link PL2000 series, North America, DC Station, Simultaneous charging, 2x CCS1 250A 7.6m cable, Overhead mount, ChargePoint signage, RFID reader, Cellular/WiFi, UL listed, 2 year warranty. Requires at least one Power Block with Power Modules | EA | 28634.76 | 27775.7172 | 3% | N/A | 60 Days | All 50 States in USA and Puerto Rico | Commercial | 40kW to 250kW | 260A- 520A | >96% | 2 | CCS1 | 25 | RFID, Mobile App | Yes | Standard | Yes | Stations are OCPP 2.0.1 compliant and certified; ChargePoint's network supports both OCPP 1.6 and 2.0.1 hardware | Yes- but no bi-directional energy flow. | Wall, Overhead | UL and cUL listed: complies with UL 2202, UL 2231-1, UL 2231-2, CSA 107.1 | two year standard parts only warranty; additional years of coverage are available under our Assure Program: https://www.chargepoint.com/products/service | RFID, Mobile App | Yes
47QMCA22A0005 | CARAHSOFT TECHNOLOGY CORPORATION | ChargePoint | Yes - comes with ChargePoint Software | EXPP-PL202X4X-3A1M00-3A1M00-FTA | EXPP-PL202X4X-3A1M00-3A1M00-FTA-611 | EXPP-PL202X4X-3A1M00-3A1M00-FTA | BUY AMERICA FTA compliant. Express Plus Power Link PL2000 series, North America, DC Station, Simultaneous charging, 2x CCS1 250A 7.6m cable, Overhead mount, ChargePoint signage, RFID reader, Cellular/WiFi, UL listed, 2 year warranty. Requires at least one Power Block with Power Modules | EA | 28634.76 | 27775.7172 | 3% | N/A | 60 Days | All 50 States in USA and Puerto Rico | Commercial | 40kW to 250kW | 260A- 520A | >96% | 2 | CCS1 | 25 | RFID, Mobile App | Yes | Standard | Yes | Stations are OCPP 2.0.1 compliant and certified; ChargePoint's network supports both OCPP 1.6 and 2.0.1 hardware | Yes- but no bi-directional energy flow. | Wall, Overhead | UL and cUL listed: complies with UL 2202, UL 2231-1, UL 2231-2, CSA 107.1 | two year standard parts only warranty; additional years of coverage are available under our Assure Program: https://www.chargepoint.com/products/service | RFID, Mobile App | Yes
47QMCA22A0005 | CARAHSOFT TECHNOLOGY CORPORATION | ChargePoint | Yes - comes with ChargePoint Software | EXPP-PL202X4X-5A1M00-5A1M00 | EXPP-PL202X4X-5A1M00-5A1M00-611 | EXPP-PL202X4X-5A1M00-5A1M00 | Express Plus Power Link PL2000 series, North America, DC Station, Simultaneous charging, 2x CCS1 350A 7.6m cable, Overhead mount, ChargePoint signage, RFID reader, Cellular/WiFi, UL listed, 2 year warranty. Requires at least one Power Block with Power Modules | EA | 39002.52 | 37832.4444 | 3% | N/A | 60 Days | All 50 States in USA and Puerto Rico | Commercial | 40kW to 350kW | 260A- 520A | >96% | 2 | CCS1 | 25 | RFID, Mobile App | Yes | Standard | Yes | Stations are OCPP 2.0.1 compliant and certified; ChargePoint's network supports both OCPP 1.6 and 2.0.1 hardware | Yes- but no bi-directional energy flow. | Wall, Overhead | UL and cUL listed: complies with UL 2202, UL 2231-1, UL 2231-2, CSA 107.1 | two year standard parts only warranty; additional years of coverage are available under our Assure Program: https://www.chargepoint.com/products/service | RFID, Mobile App | Yes
47QMCA22A0005 | CARAHSOFT TECHNOLOGY CORPORATION | ChargePoint | Yes - comes with ChargePoint Software | EXPP-PL202X4X-5A1M00-5A1M00-FTA | EXPP-PL202X4X-5A1M00-5A1M00-FTA-611 | EXPP-PL202X4X-5A1M00-5A1M00-FTA | BUY AMERICA FTA compliant. Express Plus Power Link PL2000 series, North America, DC Station, Simultaneous charging, 2x CCS1 350A 7.6m cable, Overhead mount, ChargePoint signage, RFID reader, Cellular/WiFi, UL listed, 2 year warranty. Requires at least one Power Block with Power Modules | EA | 39002.52 | 37832.4444 | 3% | N/A | 60 Days | All 50 States in USA and Puerto Rico | Commercial | 40kW to 350kW | 260A- 520A | >96% | 2 | CCS1 | 25 | RFID, Mobile App | Yes | Standard | Yes | Stations are OCPP 2.0.1 compliant and certified; ChargePoint's network supports both OCPP 1.6 and 2.0.1 hardware | Yes- but no bi-directional energy flow. | Wall, Overhead | UL and cUL listed: complies with UL 2202, UL 2231-1, UL 2231-2, CSA 107.1 | two year standard parts only warranty; additional years of coverage are available under our Assure Program: https://www.chargepoint.com/products/service | RFID, Mobile App | Yes
47QMCA22A0005 | CARAHSOFT TECHNOLOGY CORPORATION | ChargePoint | Yes - comes with ChargePoint Software | EXPP-PL212X1BC-6A2S1-6A2S1 | EXPP-PL212X1BC-6A2S1-6A2S1-611 | EXPP-PL212X1BC-6A2S1-6A2S1 | Express Plus Power Link PL2000 series, Europe/UK, DC Station, Simultaneous charging, 2x CCS2 500A liquid cooled 4.5m cable, 2 Holsters, 2.4m Cable manageme kit, Pedestal, 200mm (8") Touch Display, Coactless credit card and RFID reader, Cellular/WiFi. | EA | 46309.32 | 44920.0404 | 3% | N/A | 60 Days | All 50 States in USA and Puerto Rico | Commercial | 40kW to 500kW | 260A- 1000A | >96% | 2 | CCS2 | 15 | RFID, Mobile App, Contactless Credit Card | Yes | Standard | Yes | Stations are OCPP 2.0.1 compliant and certified; ChargePoint's network supports both OCPP 1.6 and 2.0.1 hardware | Yes- but no bi-directional energy flow. | Pedestal | UL and cUL listed: complies with UL 2202, UL 2231-1, UL 2231-2, CSA 107.1 | two year standard parts only warranty; additional years of coverage are available under our Assure Program: https://www.chargepoint.com/products/service | Contactless Credit Card, RFID, Tap to Pay with Mobile app, call center, roaming | Yes
47QMCA22A0005 | CARAHSOFT TECHNOLOGY CORPORATION | ChargePoint | Yes - comes with ChargePoint Software | EXPP-PM-40KW | EXPP-PM-40KW-611 | EXPP-PM-40KW | 40 kW Power Module for use in Power Block | EA | 9874.06 | 9577.8382 | 3% | N/A | 60 Days | All 50 States in USA and Puerto Rico | Commercial | 40kW | N/A | >96% | N/A | N/A | N/A | N/A | N/A | N/A | N/A | N/A | N/A | N/A | UL and cUL listed: complies with UL 2202, UL 2231-1, UL 2231-2, CSA 107.1 | two year standard parts only warranty; additional years of coverage are available under our Assure Program: https://www.chargepoint.com/products/service | N/A | N/A
47QMCA22A0005 | CARAHSOFT TECHNOLOGY CORPORATION | ChargePoint | Yes - comes with ChargePoint Software | EXPP-PM-40KW-FHWA | EXPP-PM-40KW-FHWA-611 | EXPP-PM-40KW-FHWA | BUY AMERICA FHWA compliant.40 kW Power Module for use in Power Block | EA | 10861.46 | 10535.6162 | 3% | N/A | 60 Days | All 50 States in USA and Puerto Rico | Commercial | 40kW | N/A | >96% | N/A | N/A | N/A | N/A | N/A | N/A | N/A | N/A | N/A | N/A | UL and cUL listed: complies with UL 2202, UL 2231-1, UL 2231-2, CSA 107.1 | two year standard parts only warranty; additional years of coverage are available under our Assure Program: https://www.chargepoint.com/products/service | N/A | N/A
47QMCA22A0005 | CARAHSOFT TECHNOLOGY CORPORATION | ChargePoint | Yes - comes with ChargePoint Software | EXPP-PM-40KW-FTA | EXPP-PM-40KW-FTA-611 | EXPP-PM-40KW-FTA | BUY AMERICA FTA compliant. 40 kW Power Module for use in Power Block | EA | 11355.16 | 11014.5052 | 3% | N/A | 60 Days | All 50 States in USA and Puerto Rico | Commercial | 40kW | N/A | >96% | N/A | N/A | N/A | N/A | N/A | N/A | N/A | N/A | N/A | N/A | UL and cUL listed: complies with UL 2202, UL 2231-1, UL 2231-2, CSA 107.1 | two year standard parts only warranty; additional years of coverage are available under our Assure Program: https://www.chargepoint.com/products/service | N/A | N/A
47QMCA22A0005 | CARAHSOFT TECHNOLOGY CORPORATION | ChargePoint | Yes - comes with ChargePoint Software | EXPP-PL2017X-7A5X00-FTA | EXPP-PL2017X-7A5X00-FTA-611 | EXPP-PL2017X-7A5X00-FTA | BUY AMERICA FTA compliant. Express Plus Power Link PL2000 series, North America, DC Station, 1x 500A conduit output, Overhead mount, ChargePoint signage, Cellular, Intertek listed, 2 year warranty. Includes Pantograph Mast Kit, SLS 201 Aux Kit, and a Pantograph Controller. Requires at least one Power Block with Power Modules | EA | 34559.19 | 33522.4143 | 3% | N/A | 60 Days | All 50 States in USA and Puerto Rico | Commercial | 40kW to 500kW | 260A- 1000A | >96% | 1 | Pantograph | N/A | RFID, Mobile App | Yes | Standard | Yes | Stations are OCPP 2.0.1 compliant and certified; ChargePoint's network supports both OCPP 1.6 and 2.0.1 hardware | Yes- but no bi-directional energy flow. | Overhead | UL and cUL listed: complies with UL 2202, UL 2231-1, UL 2231-2, CSA 107.1 | two year standard parts only warranty; additional years of coverage are available under our Assure Program: https://www.chargepoint.com/products/service | RFID, Mobile App | Yes
47QMCA22A0005 | CARAHSOFT TECHNOLOGY CORPORATION | ChargePoint | Yes - comes with ChargePoint Software | EXPP-PL2014X-7A5X00 | EXPP-PL2014X-7A5X00-611 | EXPP-PL2014X-7A5X00 | BUY AMERICA FTA compliant. Express Plus Power Link PL2000 series, North America, DC Station, 1x 500A conduit output, Overhead mount, ChargePoint signage, RFID reader, Cellular/WiFi, Intertek listed, 2 year warranty. Includes Pantograph Controller. Requires at least one Power Block with Power Modules | EA | 34559.19 | 33522.4143 | 3% | N/A | 60 Days | All 50 States in USA and Puerto Rico | Commercial | 40kW to 500kW | 260A- 1000A | >96% | 1 | Pantograph | N/A | RFID, Mobile App | Yes | Standard | Yes | Stations are OCPP 2.0.1 compliant and certified; ChargePoint's network supports both OCPP 1.6 and 2.0.1 hardware | Yes- but no bi-directional energy flow. | Overhead | UL and cUL listed: complies with UL 2202, UL 2231-1, UL 2231-2, CSA 107.1 | two year standard parts only warranty; additional years of coverage are available under our Assure Program: https://www.chargepoint.com/products/service | RFID, Mobile App | Yes
47QMCA22A0005 | CARAHSOFT TECHNOLOGY CORPORATION | ChargePoint | Yes - comes with ChargePoint Software | EXPP-PL2014X-7A5X00-FTA | EXPP-PL2014X-7A5X00-FTA-611 | EXPP-PL2014X-7A5X00-FTA | Express Plus Power Link PL2000 series, North America, DC Station, 1x 500A conduit output, Overhead mount, ChargePoint signage, RFID reader, Cellular/WiFi, Intertek listed, 2 year warranty. Includes Pantograph Controller. Requires at least one Power Block | EA | 34559.19 | 33522.4143 | 3% | N/A | 60 Days | All 50 States in USA and Puerto Rico | Commercial | 40kW to 500kW | 260A- 1000A | >96% | 1 | Pantograph | N/A | RFID, Mobile App | Yes | Standard | Yes | Stations are OCPP 2.0.1 compliant and certified; ChargePoint's network supports both OCPP 1.6 and 2.0.1 hardware | Yes- but no bi-directional energy flow. | Overhead | UL and cUL listed: complies with UL 2202, UL 2231-1, UL 2231-2, CSA 107.1 | two year standard parts only warranty; additional years of coverage are available under our Assure Program: https://www.chargepoint.com/products/service | RFID, Mobile App | Yes
47QMCA22A0005 | CARAHSOFT TECHNOLOGY CORPORATION | ChargePoint | Yes - comes with ChargePoint Software | EXPP-PL202X4X-7A5X00-7A5X00 | EXPP-PL202X4X-7A5X00-7A5X00-611 | EXPP-PL202X4X-7A5X00-7A5X00 | Express Plus Power Link PL2000 series, North America, DC Station, 2x 500A conduit outputs, Simultaneous Outputs, Overhead mount, ChargePoint signage, RFID reader, Cellular/WiFi, Intertek listed, 2 year warranty. Includes 2 Pantograph Controllers. Requires at least one Power Block with Power Modules | EA | 54801.01 | 53156.9797 | 3% | N/A | 60 Days | All 50 States in USA and Puerto Rico | Commercial | 40kW to 500kW | 260A- 1000A | >96% | 1 | Pantograph | N/A | RFID, Mobile App | Yes | Standard | Yes | Stations are OCPP 2.0.1 compliant and certified; ChargePoint's network supports both OCPP 1.6 and 2.0.1 hardware | Yes- but no bi-directional energy flow. | Overhead | UL and cUL listed: complies with UL 2202, UL 2231-1, UL 2231-2, CSA 107.1 | two year standard parts only warranty; additional years of coverage are available under our Assure Program: https://www.chargepoint.com/products/service | RFID, Mobile App | Yes
47QMCA22A0005 | CARAHSOFT TECHNOLOGY CORPORATION | ChargePoint | Yes - comes with ChargePoint Software | EXPP-PL202X4X-7A5X00-7A5X00-FTA | EXPP-PL202X4X-7A5X00-7A5X00-FTA-611 | EXPP-PL202X4X-7A5X00-7A5X00-FTA | BUY AMERICA FTA compliant. Express Plus Power Link PL2000 series, North America, DC Station, 2x 500A conduit outputs, Simultaneous Outputs, Overhead mount, ChargePoint signage, RFID reader, Cellular/WiFi, Intertek listed, 2 year warranty. Includes 2 Pantograph Controllers. Requires at least one Power Block with Power Modules | EA | 54801.01 | 53156.9797 | 3% | N/A | 60 Days | All 50 States in USA and Puerto Rico | Commercial | 40kW to 500kW | 260A- 1000A | >96% | 1 | Pantograph | N/A | RFID, Mobile App | Yes | Standard | Yes | Stations are OCPP 2.0.1 compliant and certified; ChargePoint's network supports both OCPP 1.6 and 2.0.1 hardware | Yes- but no bi-directional energy flow. | Overhead | UL and cUL listed: complies with UL 2202, UL 2231-1, UL 2231-2, CSA 107.1 | two year standard parts only warranty; additional years of coverage are available under our Assure Program: https://www.chargepoint.com/products/service | RFID, Mobile App | Yes
47QMCA22A0005 | CARAHSOFT TECHNOLOGY CORPORATION | ChargePoint | Yes - comes with ChargePoint Software | EXPP-PL2024X-7A5X00-7A5X00 | EXPP-PL2024X-7A5X00-7A5X00-611 | EXPP-PL2024X-7A5X00-7A5X00 | Express Plus Power Link PL2000 series, North America, DC Station, 2x 500A conduit outputs, Sequeial Outputs, Overhead mou, ChargePoi signage, RFID reader, Cellular/WiFi, Iertek listed, 2 year warray. Includes 2 Paograph Corollers and a Single Input Kit. | EA | 54801.01 | 53156.9797 | 3% | N/A | 60 Days | All 50 States in USA and Puerto Rico | Commercial | 40kW to 500kW | 260A- 1000A | >96% | 1 | Pantograph | N/A | RFID, Mobile App | Yes | Standard | Yes | Stations are OCPP 2.0.1 compliant and certified; ChargePoint's network supports both OCPP 1.6 and 2.0.1 hardware | Yes- but no bi-directional energy flow. | Overhead | UL and cUL listed: complies with UL 2202, UL 2231-1, UL 2231-2, CSA 107.1 | two year standard parts only warranty; additional years of coverage are available under our Assure Program: https://www.chargepoint.com/products/service | RFID, Mobile App | Yes
47QMCA22A0005 | CARAHSOFT TECHNOLOGY CORPORATION | ChargePoint | Yes - comes with ChargePoint Software | EXPP-PL2024X-7A5X00-7A5X00-FTA | EXPP-PL2024X-7A5X00-7A5X00-FTA-611 | EXPP-PL2024X-7A5X00-7A5X00-FTA | BUY AMERICA FTA compliant. Express Plus Power Link PL2000 series, North America, DC Station, 2x 500A conduit outputs, Sequential Outputs, Overhead mount, ChargePoint signage, RFID reader, Cellular/WiFi, Intertek listed, 2 year warranty. Includes 2 Pantograph Controllers and a Single Input Kit. Requires at least one Power Block with Power Modules | EA | 54801.01 | 53156.9797 | 3% | N/A | 60 Days | All 50 States in USA and Puerto Rico | Commercial | 40kW to 500kW | 260A- 1000A | >96% | 1 | Pantograph | N/A | RFID, Mobile App | Yes | Standard | Yes | Stations are OCPP 2.0.1 compliant and certified; ChargePoint's network supports both OCPP 1.6 and 2.0.1 hardware | Yes- but no bi-directional energy flow. | Overhead | UL and cUL listed: complies with UL 2202, UL 2231-1, UL 2231-2, CSA 107.1 | two year standard parts only warranty; additional years of coverage are available under our Assure Program: https://www.chargepoint.com/products/service | RFID, Mobile App | Yes
47QMCA22A0006 | DISTRICT FLEET, LLC | ABB E-mobility Inc. | Yes - comes with Chargie Software | 6AGC079381 | N/A | Terra DC Wallbox (20 - 24kw) - DCWB22 C SP | This 22.5 kW model with a 208/240 V single phase input and rated up to 920 VDC output features a single outlet 23 foot CCS-1 connector cable, RFID Reader, LED Display, 4G cellular modem, basic cable management holster for CCS-1, can support OCPP 1.6 integrations, and comes with a 2 year parts only warranty. EMC Class A Unit, may not be used in residential grid application | EA | 17086.94 | 16232.593 | 0.05 | N/A | 120 | Standard Single | Commercial | 22.5 | (100A - 1-phase) | 0.95 | 1 | CCS-1 | 23 | Dependent upon network selected but typically mobile app, RFID, microchip-enabled credit card or Plug n Charge | Yes | Standard | Yes | Switching OCPP 1.6J network providers is simple and low-cost. The majority of work involves switching the URL connection point to the particular network operator (assuming the new network operator is OCPP 1.6J compliant and confirmed functional with ABB chargers). | No | Wall, rack, pedestal | UL 2202, CSA No. 107.1-16, NEC Article 625, EN 61851, EN 62196; CHAdeMO 1.2; DIN 70121, ISO 15118; IEC 61000-6-3; EMC Class B (3-ph) | 2 year parts only | RFID, App, QR Code | Yes - both
47QMCA22A0006 | DISTRICT FLEET, LLC | ABB E-mobility Inc. | Yes - comes with Chargie Software | 6AGC079379 | N/A | Terra DC Wallbox (20 - 24kw) - DCWB22 CJ SP | This 22.5 kW model with a 208/240 V single phase input and rated up to 920 VDC output features dual outlet 23 foot CCS-1 and CHAdeMO connector cables, RFID Reader, LED Display, 4G cellular modem, basic cable management holsters for CCS-1 and CHAdeMO, can support OCPP 1.6 integrations, and comes with a 2 year parts only warranty. EMC Class A Unit, may not be used in residential grid application | EA | 20841.96 | 19799.862 | 0.05 | N/A | 120 | Dual Port Different Connector | Commercial | 22.5 | (100A - 1-phase) | 0.95 | 2 | CCS-1 and CHAdeMO | 23 | Dependent upon network selected but typically mobile app, RFID, microchip-enabled credit card or Plug n Charge | Yes | Standard | Yes | Switching OCPP 1.6J network providers is simple and low-cost. The majority of work involves switching the URL connection point to the particular network operator (assuming the new network operator is OCPP 1.6J compliant and confirmed functional with ABB chargers). | No | Wall, rack, pedestal | UL 2202, CSA No. 107.1-16, NEC Article 625, EN 61851, EN 62196; CHAdeMO 1.2; DIN 70121, ISO 15118; IEC 61000-6-3; EMC Class B (3-ph) | 2 year parts only | RFID, App, QR Code | Yes - both
47QMCA22A0006 | DISTRICT FLEET, LLC | ABB E-mobility Inc. | Yes - comes with Chargie Software | 6AGC081364 | N/A | Terra DC Wallbox (20 - 24kw) - DCWB24 C 3P | This 24 kW model with a 480 V three phase input and rated up to 920 VDC output features a single outlet 23 foot CCS-1 connector cable, RFID Reader, LED Display, 4G cellular modem, basic cable management holster for CCS-1, is rated EMC Class B, can support OCPP 1.6 integrations, and comes with a 2 year parts only warranty. | EA | 17589.19 | 16709.7305 | 0.05 | N/A | 120 | Standard Single | Commercial | 24 | (32A - 3-phase) | 0.95 | 1 | CCS-1 | 23 | Dependent upon network selected but typically mobile app, RFID, microchip-enabled credit card or Plug n Charge | Yes | Standard | Yes | Switching OCPP 1.6J network providers is simple and low-cost. The majority of work involves switching the URL connection point to the particular network operator (assuming the new network operator is OCPP 1.6J compliant and confirmed functional with ABB chargers). | No | Wall, rack, pedestal | UL 2202, CSA No. 107.1-16, NEC Article 625, EN 61851, EN 62196; CHAdeMO 1.2; DIN 70121, ISO 15118; IEC 61000-6-3; EMC Class B (3-ph) | 2 year parts only | RFID, App, QR Code | Yes - both
47QMCA22A0006 | DISTRICT FLEET, LLC | ABB E-mobility Inc. | Yes - comes with Chargie Software | 6AGC081362 | N/A | Terra DC Wallbox (20 - 24kw) - DCWB24 CJ 3P | This 24 kW model with a 480 V three phase input and rated up to 920 VDC outputfeatures dual outlet 23 foot CCS-1 and CHAdeMO connector cables, RFID Reader, LED Display, 4G cellular modem, basic cable management holster for CCS-1 and CHAdeMO, is rated EMC Class B, can support OCPP 1.6 integrations, and comes with a 2 year parts only warranty. | EA | 20681.84 | 19647.748 | 0.05 | N/A | 120 | Dual Port Different Connector | Commercial | 24 | (32A - 3-phase) | 0.95 | 2 | CCS-1 and CHAdeMO | 23 | Dependent upon network selected but typically mobile app, RFID, microchip-enabled credit card or Plug n Charge | Yes | Standard | Yes | Switching OCPP 1.6J network providers is simple and low-cost. The majority of work involves switching the URL connection point to the particular network operator (assuming the new network operator is OCPP 1.6J compliant and confirmed functional with ABB chargers). | No | Wall, rack, pedestal | UL 2202, CSA No. 107.1-16, NEC Article 625, EN 61851, EN 62196; CHAdeMO 1.2; DIN 70121, ISO 15118; IEC 61000-6-3; EMC Class B (3-ph) | 2 year parts only | RFID, App, QR Code | Yes - both
47QMCA22A0006 | DISTRICT FLEET, LLC | ABB E-mobility Inc. | Yes - comes with Chargie Software | 6AGC085697 | N/A | Terra 54 - 50kW - T54CJ CCR | The Terra 54 CJ is a 50 kW DC fast charger with one 20 foot long CCS1 charging cable and one 20 foot long CHAdeMO charging cable. ABB’s 4G modem-connected chargers feature a 5x10kW redundant power module architecture for high uptime and remote serviceability – with a 7" high-brightness color touchscreen display, RFID, support for OCPP 1.6 integrations, Nayax credit card reader, and comes with a 2 year warranty. (65KAIC) | EA | 43670.07 | 41486.5665 | 0.05 | N/A | 120 | Dual Port Different Connector | Commercial | 50 | (64A - 3-phase) | 0.95 | 2 | CCS1 & CHAdeMO combo | 19.6 | Dependent upon network selected but typically mobile app, RFID, microchip-enabled credit card or Plug n Charge | Yes | Standard | Yes | Switching OCPP 1.6J network providers is simple and low-cost. The majority of work involves switching the URL connection point to the particular network operator (assuming the new network operator is OCPP 1.6J compliant and confirmed functional with ABB chargers). | No | Floor / Pedestal | UL 2202, CSA No. 107.1-16; UL 2231-1, UL 2231-2, CSA STD C22.2 No. 107.1; NEC Article 625, EN 61851, EN 62196; CHAdeMO 1.2; DIN 70121, ISO 15118; IEC 61000-6-3; EMC Class B, FCC Part 15 | 2 years | RFID, App, QR Code | Yes - both
47QMCA22A0006 | DISTRICT FLEET, LLC | ABB E-mobility Inc. | Yes - comes with Chargie Software | 6AGC084934 | N/A | Terra 54 - 50kW - T54HV C | ABB’s Terra 54HV C DC fast charger has been designed to support 50 kW continuous charging for vehicles with battery voltages requiring up to 920 VDC with one 20 foot long CCS1 charging cable. ABB’s 4G modem-connected chargers feature a 5x10kW redundant power module architecture for high uptime and remote serviceability – with a 7" high-brightness color touchscreen display, RFID, support for OCPP 1.6 integrations, and comes with a 2 year warranty. (65KAIC) Nayax credit card reader is not included and available as a separate accessory that may be purchased. | EA | 43645.38 | 41463.111 | 0.05 | N/A | 120 | Standard Single | Commercial | 50 | (64A - 3-phase) | 0.95 | 1 | CCS-1 | 19.6 | Dependent upon network selected but typically mobile app, RFID, microchip-enabled credit card or Plug n Charge | Yes | Standard | Yes | Switching OCPP 1.6J network providers is simple and low-cost. The majority of work involves switching the URL connection point to the particular network operator (assuming the new network operator is OCPP 1.6J compliant and confirmed functional with ABB chargers). | No | Floor / Pedestal | UL 2202, CSA No. 107.1-16; UL 2231-1, UL 2231-2, CSA STD C22.2 No. 107.1; NEC Article 625, EN 61851, EN 62196; CHAdeMO 1.2; DIN 70121, ISO 15118; IEC 61000-6-3; EMC Class B, FCC Part 15 | 2 years | RFID, App, QR Code | Yes - both
47QMCA22A0006 | DISTRICT FLEET, LLC | ABB E-mobility Inc. | Yes - comes with Chargie Software | 6AGC082821 | N/A | Terra 54 - 50kW - T54HV CJ | ABB’s Terra 54HV CJ DC fast charger has been designed to support 50 kW continuous charging for vehicles with battery voltages requiring up to 920 VDC with with one 20 foot long CCS1 charging cable and one 20 foot long CHAdeMO charging cable. ABB’s 4G modem-connected chargers feature a 5x10kW redundant power module architecture for high uptime and remote serviceability – with a 7" high-brightness color touchscreen display, RFID, support for OCPP 1.6 integrations, and comes with a 2 year warranty.(65KAIC) Nayax credit card reader is not included and available as a separate accessory that may be purchased. | EA | 47000.5 | 44650.475 | 0.05 | N/A | 120 | Dual Port Different Connector | Commercial | 50 | (64A - 3-phase) | 0.95 | 2 | CCS1 & CHAdeMO combo | 19.6 | Dependent upon network selected but typically mobile app, RFID, microchip-enabled credit card or Plug n Charge | Yes | Standard | Yes | Switching OCPP 1.6J network providers is simple and low-cost. The majority of work involves switching the URL connection point to the particular network operator (assuming the new network operator is OCPP 1.6J compliant and confirmed functional with ABB chargers). | No | Floor / Pedestal | UL 2202, CSA No. 107.1-16; UL 2231-1, UL 2231-2, CSA STD C22.2 No. 107.1; NEC Article 625, EN 61851, EN 62196; CHAdeMO 1.2; DIN 70121, ISO 15118; IEC 61000-6-3; EMC Class B, FCC Part 15 | 2 years | RFID, App, QR Code | Yes - both
47QMCA22A0006 | DISTRICT FLEET, LLC | ABB E-mobility Inc. | Yes - comes with Chargie Software | 6AGC108711 | N/A | ABB - DCFC - Terra 54 - 50kW - Single - CCS1 - NAYAX CCR | ABB’s Terra 54 High Voltage DC fast charger is connected via a 4G cellular modem and provides 50 kW continuous charging for vehicles with battery voltages requiring up to 920 VDC. Features 5 x 10kW redundant power module architecture for high uptime and remote serviceability, a 7" high-brightness color touchscreen display, 20 foot charging cable(s), RFID, support for OCPP 1.6 integrations, a 2 year parts and on-site labor standard warranty, remote activation support, and five years of charger connect. Features 1x CCS1 charging cable, a 65KAIC short circuit rating, and an integrated Nayax credit card reader. Includes 5 year Credit Card Reader Servicing Fee | EA | 46029.47 | 45108.8806 | 0.02 | N/A | 120 | Standard Single | Commercial | 50 | (64A - 3-phase) | 0.95 | 1 | CCS1 | 19.6 | Dependent upon network selected but typically mobile app, RFID, microchip-enabled credit card or Plug n Charge | Yes | Standard | Yes | Switching OCPP 1.6J network providers is simple and low-cost. The majority of work involves switching the URL connection point to the particular network operator (assuming the new network operator is OCPP 1.6J compliant and confirmed functional with ABB chargers). | No | Floor / Pedestal | UL 2202, CSA No. 107.1-16; UL 2231-1, UL 2231-2, CSA STD C22.2 No. 107.1; NEC Article 625, EN 61851, EN 62196; CHAdeMO 1.2; DIN 70121, ISO 15118; IEC 61000-6-3; EMC Class B, FCC Part 15 | 2 years | RFID, App, QR Code | Yes - both
47QMCA22A0006 | DISTRICT FLEET, LLC | ABB E-mobility Inc. | Yes - comes with Chargie Software | 6AGC085481 | N/A | ABB - DCFC - Terra 124 - 120kW - Dual - CCS1/CCS1 - 400A Cables | The high current Terra 124 offering provides a compact, all-in-one solution while providing CCS1 charging cable(s) with 400A current capabilities. The design provides a high current charging option to reduce charge times while supporting easy installation, a 2 year parts and on-site labor standard warranty, remove activation support, and five years of charger connect. Features 2x 400A (peak) CCS1 charging cables in dual outlet configuration, and can charge 2 vehicles simultaneously up to 60 kW each | EA | 92354.19 | 90507.1062 | 0.02 | N/A | 120 | Dual CCS-1 | Commcercial | 120kW | 480VAC, 3-Phase; 153A | 0.95 | 2 | Dual CCS-1 | 19.6ft | RFID, App, QR Code | Yes | Standard | Yes |  | No | Pedestal | UL 2202, CSA No. 107.1-16; UL 2231-1, UL 2231-2, CSA STD C22.2 No. 107.1; NEC Article 625, EN 61851, EN 62196; CHAdeMO 1.2; DIN 70121, ISO 15118; IEC 61000- 6-3; EMC Class B, FCC Part 15 | 2 years | RFID, App, QR Code | Yes-both
47QMCA22A0006 | DISTRICT FLEET, LLC | ABB E-mobility Inc. | Yes - comes with Chargie Software | 6AGC112997 | N/A | ABB - DCFC - Terra 124 - 120kW - Dual - CCS1/CCS1 - 400A Cables - CCR | The high current Terra 124 offering provides a compact, all-in-one solution while providing CCS1 charging cable(s) with 400A current capabilities. The design provides a high current charging option to reduce charge times while supporting easy installation, a 2 year parts and on-site labor standard warranty, remove activation support, and five years of charger connect. Features 2x 400A (peak) CCS1 charging cables in dual outlet configuration, and can charge 2 vehicles simultaneously up to 60 kW each. Includes an integrated credit card reader. Includes 5 year Credit Card Reader Servicing Fee | EA | 94948.35 | 93049.383 | 0.02 | N/A | 120 | Dual CCS-1 | Commcercial | 120kW | 480VAC, 3-Phase; 153A | 0.95 | 2 | Dual CCS-1 |  | Credit Card, RFID, & App | Yes | Standard | Yes |  | No | Pedestal | UL 2202, CSA No. 107.1-16; UL 2231-1, UL 2231-2, CSA STD C22.2 No. 107.1; NEC Article 625, EN 61851, EN 62196; CHAdeMO 1.2; DIN 70121, ISO 15118; IEC 61000- 6-3; EMC Class B, FCC Part 15 | 2 years | Credit Card, RFID, App, QR Code | Yes-both
47QMCA22A0006 | DISTRICT FLEET, LLC | ABB E-mobility Inc. | Yes - comes with Chargie Software | 6AGC100820 | N/A | ABB - DCFC - Terra 184 - 180kW - CCS/CCS - 400A Cables | The high current Terra 184 offering provides a compact, all-in-one solution while providing CCS1 charging cable(s) with 400A current capabilities. The design provides a high current charging option to reduce charge times while supporting easy installation, a 2 year parts and on-site labor standard warranty, remove activation support, and five years of charger connect. Features 2x 400A (peak) CCS1 charging cables in dual outlet configuration, and can charge 2 vehicles simultaneously up to 90 kW each | EA | 105040.2 | 102939.396 | 0.02 | N/A | 120 | Dual CCS-1 | Commcercial | 180kW | 480VAC, 3-Phase; 230A |  | 2 | Dual CCS-1 |  | RFID, App, QR Code | Yes | Standard | Yes |  | No | Pedestal | UL 2202, CSA No. 107.1-16; UL 2231-1, UL 2231-2, CSA STD C22.2 No. 107.1; NEC Article 625, EN 61851, EN 62196; CHAdeMO 1.2; DIN 70121, ISO 15118; IEC 61000- 6-3; EMC Class B, FCC Part 15 | 2 years | RFID, App, QR Code | Yes-both
47QMCA22A0006 | DISTRICT FLEET, LLC | ABB E-mobility Inc. | Yes - comes with Chargie Software | 6AGC100820-CCR | N/A | ABB - DCFC - Terra 184 - 180kW - CCS/CCS - 400A Cables - CCR | The high current Terra 184 offering provides a compact, all-in-one solution while providing CCS1 charging cable(s) with 400A current capabilities. The design provides a high current charging option to reduce charge times while supporting easy installation, a 2 year parts and on-site labor standard warranty, remove activation support, and five years of charger connect. Features 2x 400A (peak) CCS1 charging cables in dual outlet configuration, and can charge 2 vehicles. Includes 5 year Credit Card Reader Servicing Fee simultaneously up to 90 kW each. Includes an integrated credit card reader. | EA | 107544.26 | 105393.3748 | 0.02 | N/A | 120 | Dual CCS-1 | Commcercial | 180kW | 480VAC, 3-Phase; 230A |  | 2 | Dual CCS-1 |  | Credit Card, RFID, & App | Yes | Standard | Yes |  | No | Pedestal | UL 2202, CSA No. 107.1-16; UL 2231-1, UL 2231-2, CSA STD C22.2 No. 107.1; NEC Article 625, EN 61851, EN 62196; CHAdeMO 1.2; DIN 70121, ISO 15118; IEC 61000- 6-3; EMC Class B, FCC Part 15 | 2 years | Credit Card, RFID, App, QR Code | Yes-both
47QMCA22A0006 | DISTRICT FLEET, LLC | ABB E-mobility Inc. | Yes - comes with Chargie Software | 2CEB489802R0001 | N/A | ABB - Add-on - DCFC - HVC150kW - Power Cabinet foundation | Power Cabinet foundation - allows for installation when trenching is not possible. Labor to field install is not included. | EA | 4097.73 | 4015.7754 | 0.02 | N/A | 120 | HVC-150 - 150 kW DC Fast Charger rated up to 850 VDC, One 150 kW Power Cabinet and (1) Depot Charge Box with 23 foot CCS-1 cable, cellular modem, 2 year warranty - HVC robustness package included : Redundant auxiliary power supply; Low temperature option: integrated Heating system for extension of the operating temperature to -35 degC to +50 degC, Active | Commercial | 150 | (198A - 3-phase) | 0.94 | 1 | CCS-1 | 23 | Usually behind the fence so authorization is not needed. Plug n charge is available as well | Yes | Standard | Yes | Switching OCPP 1.6J network providers is simple and low-cost. The majority of work involves switching the URL connection point to the particular network operator (assuming the new network operator is OCPP 1.6J compliant and confirmed functional with ABB chargers). | No | Floor / wall, rack, pedestal | UL Certified, CE. | 2 years | RFID, App, QR Code | Yes - both
47QMCA22A0006 | DISTRICT FLEET, LLC | ABB E-mobility Inc. | Yes - comes with Chargie Software | 6AGC069024-R | N/A | ABB - Add-on - DCFC - HVC150kW - Depot charge box metal pedestal | HVC-150 Depot Charge Box Metal Pedestal | EA | 3775.17 | 3699.6666 | 0.02 | N/A | 120 | HVC-150 - 150 kW DC Fast Charger rated up to 850 VDC, One 150 kW Power Cabinet and (2) Depot Charge Boxes with 23 foot CCS-1 cables, sequential charging, robustness and long distance packages, cellular modem, 2 year warranty | Commercial | 150 | (198A - 3-phase) | 0.94 | 2 | CCS-1 | 23 | Usually behind the fence so authorization is not needed. Plug n charge is available as well | Yes | Standard | Yes | Switching OCPP 1.6J network providers is simple and low-cost. The majority of work involves switching the URL connection point to the particular network operator (assuming the new network operator is OCPP 1.6J compliant and confirmed functional with ABB chargers). | No | Floor / wall, rack, pedestal | UL Certified, CE. | 2 years | RFID, App, QR Code | Yes - both
47QMCA22A0006 | DISTRICT FLEET, LLC | ABB E-mobility Inc. | Yes - comes with Chargie Software | XT4-BUS-002 | N/A | ABB - Add-on - DCFC - HVC150kW - Depot charge box cable management system | HVC-150 Depot Charge Box Cable Management System - must be purchased with metal pedestal (above) | EA | 3307.81 | 3241.6538 | 0.02 | N/A | 120 | HVC-150 - 150 kW DC Fast Charger rated up to 850 VDC, One 150 kW Power Cabinet and (3) Depot Charge Boxes with 23 foot CCS-1 cables, sequential charging, robustness and long distance packages, cellular modem, 2 year warranty, includes sequential charging package | Commercial | 150 | (198A - 3-phase) | 0.94 | 3 | CCS-1 | 23 | Usually behind the fence so authorization is not needed. Plug n charge is available as well | Yes | Standard | Yes | Switching OCPP 1.6J network providers is simple and low-cost. The majority of work involves switching the URL connection point to the particular network operator (assuming the new network operator is OCPP 1.6J compliant and confirmed functional with ABB chargers). | No | Floor / wall, rack, pedestal | UL Certified, CE. | 2 years | RFID, App, QR Code | Yes - both
47QMCA22A0006 | DISTRICT FLEET, LLC | ABB E-mobility Inc. | Yes - comes with Chargie Software | 6AGC102239 | N/A | Terra 94 - 94 kW - Terra 94 CC UL | The Terra 94 CC is a 90 kW DC fast charger rated up to 920 VDC with 2x 20 ft 200 amp CCS-1 cable connectors in dual outlet configuration, charging one vehicle at a time. ABB’s 4G modem-connected chargers feature a redundant power module architecture for high uptime and remote serviceability – with a 7" high-brightness color touchscreen display, RFID, support for OCPP 1.6 integrations, and comes with a 2 year warranty. Nayax credit card reader is not included and available as a separate accessory that may be purchased. | EA | 76027.88 | 72226.486 | 0.05 | N/A | 120 | Dual Port | Commercial | 90 | (115 A - 3-phase) | 0.95 | 2 | CCS-1 | 19.6 | Dependent upon network selected but typically mobile app, RFID, microchip-enabled credit card or Plug n Charge | Yes | Standard | Yes | Switching OCPP 1.6J network providers is simple and low-cost. The majority of work involves switching the URL connection point to the particular network operator (assuming the new network operator is OCPP 1.6J compliant and confirmed functional with ABB chargers). | No | Floor / Pedestal | UL 2202, CSA No. 107.1-16; UL 2231-1, UL 2231-2, CSA STD C22.2 No. 107.1; NEC Article 625, EN 61851, EN 62196; CHAdeMO 1.2; DIN 70121, ISO 15118; IEC 61000-6-3; EMC Class B, FCC Part 15 | 2 years | RFID, App, QR Code | Yes - both
47QMCA22A0006 | DISTRICT FLEET, LLC | ABB E-mobility Inc. | Yes - comes with Chargie Software | 6AGC102236 | N/A | Terra 94 - 94 kW - Terra 94 CJ UL | The Terra 94 CJ is a 90 kW DC fast charger rated up to 920 VDC with a 20 ft 200 amp CCS-1 cable connector and a 20 ft CHAdeMO connector in dual outlet configuration, charging one vehicle at a time. ABB’s 4G modem-connected chargers feature a redundant power module architecture for high uptime and remote serviceability – with a 7" high-brightness color touchscreen display, RFID, support for OCPP 1.6 integrations, and comes with a 2 year warranty. Nayax credit card reader is not included and available as a separate accessory that may be purchased. | EA | 78468.18 | 74544.771 | 0.05 | N/A | 120 | Dual Port Different Connector | Commercial | 90 | (115 A - 3-phase) | 0.95 | 2 | CCS1 & CHAdeMO combo | 19.6 | Dependent upon network selected but typically mobile app, RFID, microchip-enabled credit card or Plug n Charge | Yes | Standard | Yes | Switching OCPP 1.6J network providers is simple and low-cost. The majority of work involves switching the URL connection point to the particular network operator (assuming the new network operator is OCPP 1.6J compliant and confirmed functional with ABB chargers). | No | Floor / Pedestal | UL 2202, CSA No. 107.1-16; UL 2231-1, UL 2231-2, CSA STD C22.2 No. 107.1; NEC Article 625, EN 61851, EN 62196; CHAdeMO 1.2; DIN 70121, ISO 15118; IEC 61000-6-3; EMC Class B, FCC Part 15 | 2 years | RFID, App, QR Code | Yes - both
47QMCA22A0006 | DISTRICT FLEET, LLC | ABB E-mobility Inc. | Yes - comes with Chargie Software | 6AGC102247 | N/A | Terra 94 - 94 kW - Terra 94 C UL | The Terra 94 C is a 90 kW DC fast charger rated up to 920 VDC with 1x 20 foot 200 amp CCS-1 cable connector. ABB’s 4G modem-connected chargers feature a redundant power module architecture for high uptime and remote serviceability – with a 7" high-brightness color touchscreen display, RFID, support for OCPP 1.6 integrations, and comes with a 2 year warranty. Nayax credit card reader is not included and available as a separate accessory that may be purchased. | EA | 71638.62 | 68056.689 | 0.05 | N/A | 120 | Standard Single | Commercial | 90 | (115 A - 3-phase) | 0.95 | 1 | CCS-1 | 19.6 | Dependent upon network selected but typically mobile app, RFID, microchip-enabled credit card or Plug n Charge | Yes | Standard | Yes | Switching OCPP 1.6J network providers is simple and low-cost. The majority of work involves switching the URL connection point to the particular network operator (assuming the new network operator is OCPP 1.6J compliant and confirmed functional with ABB chargers). | No | Floor / Pedestal | UL 2202, CSA No. 107.1-16; UL 2231-1, UL 2231-2, CSA STD C22.2 No. 107.1; NEC Article 625, EN 61851, EN 62196; CHAdeMO 1.2; DIN 70121, ISO 15118; IEC 61000-6-3; EMC Class B, FCC Part 15 | 2 years | RFID, App, QR Code | Yes - both
47QMCA22A0006 | DISTRICT FLEET, LLC | ABB E-mobility Inc. | Yes - comes with Chargie Software | 6AGC102238 | N/A | Terra 124 - 124kW - Terra 124 CC UL | The Terra 124 CJ is a 120 kW DC fast charger rated up to 920 VDC with a 20 ft 200 amp CCS-1 cable connector and a 20 ft CHAdeMO connector in dual outlet configuration, and can charge 2 cars simultaneously up to 60 kW each. ABB’s 4G modem-connected chargers feature a redundant power module architecture for high uptime and remote serviceability – with a 7" high-brightness color touchscreen display, RFID, support for OCPP 1.6 integrations, and comes with a 2 year warranty. Nayax credit card reader is not included and available as a separate accessory that may be purchased. | EA | 87244.33 | 82882.1135 | 0.05 | N/A | 120 | Dual Port | Commercial | 120 kW or 60 kW | (153 A - 3-phase) | 0.95 | 2 | CCS1 & CHAdeMO combo | 19.6 | Dependent upon network selected but typically mobile app, RFID, microchip-enabled credit card or Plug n Charge | Yes | Standard | Yes | Switching OCPP 1.6J network providers is simple and low-cost. The majority of work involves switching the URL connection point to the particular network operator (assuming the new network operator is OCPP 1.6J compliant and confirmed functional with ABB chargers). | No | Floor / Pedestal | UL 2202, CSA No. 107.1-16; UL 2231-1, UL 2231-2, CSA STD C22.2 No. 107.1; NEC Article 625, EN 61851, EN 62196; CHAdeMO 1.2; DIN 70121, ISO 15118; IEC 61000-6-3; EMC Class B, FCC Part 15 | 2 years | RFID, App, QR Code | Yes - both
47QMCA22A0006 | DISTRICT FLEET, LLC | ABB E-mobility Inc. | Yes - comes with Chargie Software | 6AGC102241 | N/A | Terra 124 - 124kW - Terra 124 C UL | The Terra 124 CC is a 120 kW DC fast charger rated up to 920 VDC with 2x 20 ft 200 amp CCS-1 cable connectors in dual outlet configuration, and can charge 2 cars simultaneously up to 60 kW each. ABB’s 4G modem-connected chargers feature a redundant power module architecture for high uptime and remote serviceability – with a 7" high-brightness color touchscreen display, RFID, support for OCPP 1.6 integrations, and comes with a 2 year warranty. Nayax credit card reader is not included and available as a separate accessory that may be purchased. | EA | 84804.03 | 80563.8285 | 0.05 | N/A | 120 | Standard Single | Commercial | 120 kW | (153 A - 3-phase) | 0.95 | 1 | CCS-1 | 19.6 | Dependent upon network selected but typically mobile app, RFID, microchip-enabled credit card or Plug n Charge | Yes | Standard | Yes | Switching OCPP 1.6J network providers is simple and low-cost. The majority of work involves switching the URL connection point to the particular network operator (assuming the new network operator is OCPP 1.6J compliant and confirmed functional with ABB chargers). | No | Floor / Pedestal | UL 2202, CSA No. 107.1-16; UL 2231-1, UL 2231-2, CSA STD C22.2 No. 107.1; NEC Article 625, EN 61851, EN 62196; CHAdeMO 1.2; DIN 70121, ISO 15118; IEC 61000-6-3; EMC Class B, FCC Part 15 | 2 years | RFID, App, QR Code | No but working on it
47QMCA22A0006 | DISTRICT FLEET, LLC | ABB E-mobility Inc. | Yes - comes with Chargie Software | 6AGC102235 | N/A | Terra 124 - 124kW - Terra 124 CJ UL | The Terra 124 C is a 120 kW DC fast charger rated up to 920 VDC with 1x 20 foot 200 amp CCS-1 cable connector. ABB’s 4G modem-connected chargers feature a redundant power module architecture for high uptime and remote serviceability – with a 7" high-brightness color touchscreen display, RFID, support for OCPP 1.6 integrations, and comes with a 2 year warranty. Nayax credit card reader is not included and available as a separate accessory that may be purchased. | EA | 80417.13 | 76396.2735 | 0.05 | N/A | 120 | Dual Port Different Connector | Commercial | 120 kW or 60 kW | (153 A - 3-phase) | 0.95 | 2 | CCS1 & CHAdeMO combo | 19.6 | Dependent upon network selected but typically mobile app, RFID, microchip-enabled credit card or Plug n Charge | Yes | Standard | Yes | Switching OCPP 1.6J network providers is simple and low-cost. The majority of work involves switching the URL connection point to the particular network operator (assuming the new network operator is OCPP 1.6J compliant and confirmed functional with ABB chargers). | No | Floor / Pedestal | UL 2202, CSA No. 107.1-16; UL 2231-1, UL 2231-2, CSA STD C22.2 No. 107.1; NEC Article 625, EN 61851, EN 62196; CHAdeMO 1.2; DIN 70121, ISO 15118; IEC 61000-6-3; EMC Class B, FCC Part 15 | 2 years | RFID, App, QR Code | No but working on it
47QMCA22A0006 | DISTRICT FLEET, LLC | ABB E-mobility Inc. | Yes - comes with Chargie Software | 6AGC102240 | N/A | Terra 184 - 184kW - Terra 184 CC UL | The Terra 184 CC is a 180 kW DC fast charger rated up to 920 VDC with 2x 20 ft 200 amp CCS-1 cable connectors in dual outlet configuration, and can charge 2 cars simultaneously up to 90 kW each. ABB’s 4G modem-connected chargers feature a redundant power module architecture for high uptime and remote serviceability – with a 7" high-brightness color touchscreen display, RFID, support for OCPP 1.6 integrations, and comes with a 2 year warranty. Nayax credit card reader is not included and available as a separate accessory that may be purchased. | EA | 103336.69 | 98169.8555 | 0.05 | N/A | 120 | Dual Port | Commercial | 180 kW or 90 kW | (230 A - 3-phase) | 0.95 | 2 | CCS-1 | 19.6 | Dependent upon network selected but typically mobile app, RFID, microchip-enabled credit card or Plug n Charge | Yes | Standard | Yes | Switching OCPP 1.6J network providers is simple and low-cost. The majority of work involves switching the URL connection point to the particular network operator (assuming the new network operator is OCPP 1.6J compliant and confirmed functional with ABB chargers). | No | Floor / Pedestal | UL 2202, CSA No. 107.1-16; UL 2231-1, UL 2231-2, CSA STD C22.2 No. 107.1; NEC Article 625, EN 61851, EN 62196; CHAdeMO 1.2; DIN 70121, ISO 15118; IEC 61000-6-3; EMC Class B, FCC Part 15 | 2 years | RFID, App, QR Code | No but working on it
47QMCA22A0006 | DISTRICT FLEET, LLC | ABB E-mobility Inc. | Yes - comes with Chargie Software | 6AGC102229 | N/A | Terra 184 - 184kW - Terra 184 C UL | The Terra 184 C is a 180 kW DC fast charger rated up to 920 VDC with 1x 20 foot 200 amp CCS-1 cable connector. ABB’s 4G modem-connected chargers feature a redundant power module architecture for high uptime and remote serviceability – with a 7" high-brightness color touchscreen display, RFID, support for OCPP 1.6 integrations, and comes with a 2 year warranty. Nayax credit card reader is not included and available as a separate accessory that may be purchased. | EA | 98947.44 | 94000.068 | 0.05 | N/A | 120 | Standard Single | Commercial | 180 kW or 90 kW | (230 A - 3-phase) | 0.95 | 1 | CCS-1 | 19.6 | Dependent upon network selected but typically mobile app, RFID, microchip-enabled credit card or Plug n Charge | Yes | Standard | Yes | Switching OCPP 1.6J network providers is simple and low-cost. The majority of work involves switching the URL connection point to the particular network operator (assuming the new network operator is OCPP 1.6J compliant and confirmed functional with ABB chargers). | No | Floor / Pedestal | UL 2202, CSA No. 107.1-16; UL 2231-1, UL 2231-2, CSA STD C22.2 No. 107.1; NEC Article 625, EN 61851, EN 62196; CHAdeMO 1.2; DIN 70121, ISO 15118; IEC 61000-6-3; EMC Class B, FCC Part 15 | 2 years | RFID, App, QR Code | No but working on it
47QMCA22A0006 | DISTRICT FLEET, LLC | ABB E-mobility Inc. | Yes - comes with Chargie Software | 6AGC101327 | N/A | Terra 175 HP & Terra 350 HP - 150 kW and 350 kw Terra HP (High Power Chargers) - THP CP3 UL 500 C 5R-15M-0-0 | Terra HP Gen 3 Charge Post, 500 A CCS1, 5.3 m cable with retraction system, 15" screen, Mifare RFID reader. cTUVus certified. 4G Modem. 2 year warranty is included. | EA | 43359.76 | 41191.772 | 0.05 | N/A | 120 | Standard | Commercial | 175 | (231A - 3-phase) | 0.95 | 1 | CCS-1 | 17 | Dependent upon network selected but typically mobile app, RFID, microchip-enabled credit card or Plug n Charge | Yes | Standard | Yes | Switching OCPP 1.6J network providers is simple and low-cost. The majority of work involves switching the URL connection point to the particular network operator (assuming the new network operator is OCPP 1.6J compliant and confirmed functional with ABB chargers). | No | Floor / Pedestal | CE, cTUVus, for UL and Canada, IP 54, NEMA 3R | 2 years | RFID, App, QR Code | Yes - both
47QMCA22A0006 | DISTRICT FLEET, LLC | ABB E-mobility Inc. | Yes - comes with Chargie Software | (1) 6AGC070558 (1) 6AGC076522 | N/A | HVC-150 - 150 kW Heavy Vehicle Chargers (HVC) - HVC150 1C | HVC-150 - 150 kW DC Fast Charger rated up to 850 VDC, One 150 kW Power Cabinet and (1) Depot Charge Box with 23 foot CCS-1 cable, cellular modem, 2 year warranty - HVC robustness package included : Redundant auxiliary power supply; Low temperature option: integrated Heating system for extension of the operating temperature to -35 degC to +50 degC, Active | EA | 97859.97 | 92966.9715 | 0.05 | N/A | 120 | HVC-150 - 150 kW DC Fast Charger rated up to 850 VDC, One 150 kW Power Cabinet and (1) Depot Charge Box with 23 foot CCS-1 cable, cellular modem, 2 year warranty - HVC robustness package included : Redundant auxiliary power supply; Low temperature option: integrated Heating system for extension of the operating temperature to -35 degC to +50 degC, Active | Commercial | 150 | (198A - 3-phase) | 0.94 | 1 | CCS-1 | 23 | Usually behind the fence so authorization is not needed. Plug n charge is available as well | Yes | Standard | Yes | Switching OCPP 1.6J network providers is simple and low-cost. The majority of work involves switching the URL connection point to the particular network operator (assuming the new network operator is OCPP 1.6J compliant and confirmed functional with ABB chargers). | No | Floor / wall, rack, pedestal | UL Certified, CE. | 2 years | RFID, App, QR Code | Yes - both
47QMCA22A0006 | DISTRICT FLEET, LLC | ABB E-mobility Inc. | Yes - comes with Chargie Software | (1) 6AGC070558 (2) 6AGC076522 (1) 6AGC069251 | N/A | HVC-150 - 150 kW Heavy Vehicle Chargers (HVC) - HVC150 2C +S | HVC-150 - 150 kW DC Fast Charger rated up to 850 VDC, One 150 kW Power Cabinet and (2) Depot Charge Boxes with 23 foot CCS-1 cables, sequential charging, robustness and long distance packages, cellular modem, 2 year warranty | EA | 114208.98 | 108498.531 | 0.05 | N/A | 120 | HVC-150 - 150 kW DC Fast Charger rated up to 850 VDC, One 150 kW Power Cabinet and (2) Depot Charge Boxes with 23 foot CCS-1 cables, sequential charging, robustness and long distance packages, cellular modem, 2 year warranty | Commercial | 150 | (198A - 3-phase) | 0.94 | 2 | CCS-1 | 23 | Usually behind the fence so authorization is not needed. Plug n charge is available as well | Yes | Standard | Yes | Switching OCPP 1.6J network providers is simple and low-cost. The majority of work involves switching the URL connection point to the particular network operator (assuming the new network operator is OCPP 1.6J compliant and confirmed functional with ABB chargers). | No | Floor / wall, rack, pedestal | UL Certified, CE. | 2 years | RFID, App, QR Code | Yes - both
47QMCA22A0006 | DISTRICT FLEET, LLC | ABB E-mobility Inc. | Yes - comes with Chargie Software | (1) 6AGC070558 (3) 6AGC076522 (1) 6AGC069251 | N/A | HVC-150 - 150 kW Heavy Vehicle Chargers (HVC) - HVC150 3C +S | HVC-150 - 150 kW DC Fast Charger rated up to 850 VDC, One 150 kW Power Cabinet and (3) Depot Charge Boxes with 23 foot CCS-1 cables, sequential charging, robustness and long distance packages, cellular modem, 2 year warranty, includes sequential charging package | EA | 125745.52 | 119458.244 | 0.05 | N/A | 120 | HVC-150 - 150 kW DC Fast Charger rated up to 850 VDC, One 150 kW Power Cabinet and (3) Depot Charge Boxes with 23 foot CCS-1 cables, sequential charging, robustness and long distance packages, cellular modem, 2 year warranty, includes sequential charging package | Commercial | 150 | (198A - 3-phase) | 0.94 | 3 | CCS-1 | 23 | Usually behind the fence so authorization is not needed. Plug n charge is available as well | Yes | Standard | Yes | Switching OCPP 1.6J network providers is simple and low-cost. The majority of work involves switching the URL connection point to the particular network operator (assuming the new network operator is OCPP 1.6J compliant and confirmed functional with ABB chargers). | No | Floor / wall, rack, pedestal | UL Certified, CE. | 2 years | RFID, App, QR Code | Yes - both
47QMCA22A0006 | DISTRICT FLEET, LLC | BTC Power | Yes - comes with Chargie Software | L3A-120-480-502-016 | N/A | BTCPower - DCFC - Dual Port - Gen 4 - 120KW 480V - 500A CCS1 Liq Cooled Cables - RFID + Payter P68 + Tilt Switch + NTEP | Gen 4 120KW AIO 480V 500A-CCS1/ 500A-CCS1 Liq cooled, RFID + Payter P68 + Tilt Switch + NTEP, Includes standard 2 year warranty (parts only), Initial Inspection HPC or L3 and Turn On by BTCPower Technician Price per Dispenser(Comm-HPC/L3), and 5 year Credit Card Reader Servicing Fee | EA | 81673.25 | 80039.785 | 0.02 | N/A | 120 | Dual 500A-CCS1 | Commercial | 120 | 500A | >92% | 2 | CCS-1 | 18 |  | Yes | Standard | Yes | Switching OCPP 1.6J network providers is simple and low-cost. The majority of work involves switching the URL connection point to the particular network operator (assuming the new network operator is OCPP 1.6J compliant. | No | Pedestal | UL Certified, CE. | 2 years | RFID, App, Credit Cart, or QR Code | Yes - both
47QMCA22A0006 | DISTRICT FLEET, LLC | BTC Power | Yes - comes with Chargie Software | I | N/A | BTCPower - DCFC - Dual Port - Gen 4 - 180KW 480V - 500A CCS1 Liq Cooled Cables - RFID + Payter P68 + Tilt Switch + NTEP | Gen 4 180KW AIO 480V 500A-CCS1/ 500A-CCS1 Liq cooled, RFID + Payter P68 + Tilt Switch + NTEP, Includes standard 2 year warranty (parts only), Initial Inspection HPC or L3 and Turn On by BTCPower Technician Price per Dispenser(Comm-HPC/L3), and 5 year Credit Card Reader Servicing Fee | EA | 87385.39 | 85637.6822 | 0.02 | N/A |  | Dual 500A-CCS1 | Commercial | 180 | 500A | >92% | 2 | CCS-1 | 18 |  | Yes | Standard | Yes | Switching OCPP 1.6J network providers is simple and low-cost. The majority of work involves switching the URL connection point to the particular network operator (assuming the new network operator is OCPP 1.6J compliant. | No | Pedestal | UL Certified, CE. | 2 years | RFID, App, Credit Cart, or QR Code | Yes - both
47QMCA22A0006 | DISTRICT FLEET, LLC | BTC Power | Yes - comes with Chargie Software | B3A-150-480-505-016 | N/A | BTCPower - DCFC - Dual Port - Gen 4 Buy America - 180KW 480V - 500A CCS1 Liq Cooled Cables - RFID - Payter P68 | Buy America Gen 4 180KW AIO 480V Empty/ 500A-CCS1 Liq cooled, RFID + Payter P68 + Tilt + NTEP, Includes standard 2 year warranty (parts only), Initial Inspection HPC or L3 and Turn On by BTCPower Technician Price per Dispenser(Comm-HPC/L3), and 5 year Credit Card Reader Servicing Fee | EA | 97259.45 | 95314.261 | 0.02 | N/A | 120 | Dual Port 500A CCS1 | Commercial | 180 | 500A | >92% | 1 | CCS-1 | 18 |  | Yes | Standard | Yes | Switching OCPP 1.6J network providers is simple and low-cost. The majority of work involves switching the URL connection point to the particular network operator (assuming the new network operator is OCPP 1.6J compliant. | No | Pedestal | UL Certified, CE. | 2 years | RFID, App, Credit Cart, or QR Code | Yes - both
47QMCA22A0006 | DISTRICT FLEET, LLC | BTC Power | Yes - comes with Chargie Software | HPCT2-360-480-2 | N/A | BTCPower - Tower - Gen 4 - 360KW 480V - 2-outputs | Gen 4 Tower 360KW 480V 2-outputs, , Includes standard 2 year warranty (parts only) | EA | 99530.48 | 97539.8704 | 0.02 | N/A | 120 | Dual Output | Commercial | 360 | 480VAC, 3-Phase | >92% | 0 | N/A | N/a |  | Yes | Standard | Yes | Switching OCPP 1.6J network providers is simple and low-cost. The majority of work involves switching the URL connection point to the particular network operator (assuming the new network operator is OCPP 1.6J compliant. | No | Pedestal | UL Certified, CE. | 2 years | N/A | N/a
47QMCA22A0006 | DISTRICT FLEET, LLC | BTC Power | Yes - comes with Chargie Software | BHPCT2-360-480-2 | N/A | BTCPower - Tower - Buy America Gen 4 - 360KW 480V - 2-outputs | Buy America Gen 4 Tower 360KW 480V 2-outputs, , Includes standard 2 year warranty (parts only) | EA | 115526.45 | 113215.921 | 0.02 | N/A | 120 | Dual Output | Commercial | 360 | 480VAC, 3-Phase | >92% | 0 | N/A | N/a |  | Yes | Standard | Yes | Switching OCPP 1.6J network providers is simple and low-cost. The majority of work involves switching the URL connection point to the particular network operator (assuming the new network operator is OCPP 1.6J compliant. | No | Pedestal | UL Certified, CE. | 2 years | N/A | N/a
47QMCA22A0006 | DISTRICT FLEET, LLC | BTC Power | Yes - comes with Chargie Software | BHPCT2-300-480-2 | N/A | BTCPower - Tower - Buy America Gen 4 - 300KW 480V - 2-outputs | Buy America Gen 4 Tower 300KW 480V 2-outputs, , Includes standard 2 year warranty (parts only) | EA | 109602.02 | 107409.9796 | 0.02 | N/A | 120 | Dual Output | Commercial | 300 | 480VAC, 3-Phase | >92% | 0 | N/A | N/a |  | Yes | Standard | Yes | Switching OCPP 1.6J network providers is simple and low-cost. The majority of work involves switching the URL connection point to the particular network operator (assuming the new network operator is OCPP 1.6J compliant. | No | Pedestal | UL Certified, CE. | 2 years | N/A | N/a
47QMCA22A0006 | DISTRICT FLEET, LLC | BTC Power | Yes - comes with Chargie Software | HPCD1-350-02-003-CCR | N/A | BTCPower - DCFC - Dual Port - Gen 2 Dispenser - 350A CCS1 Liq Cooled - RFID - Payter | Gen 2 Dispenser 350A-CCS1/CCS1 Liq Cooled, RFID CC, , Includes standard 2 year warranty (parts only), Initial Inspection HPC or L3 and Turn On by BTCPower Technician Price per Dispenser(Comm-HPC/L3), and 5 year Credit Card Reader Servicing Fee | EA | 50357.68 | 49350.5264 | 0.02 | N/A | 120 | Dual Port 350A CCS1 Liq Cooled - RFID | Commercial | 350 | 480VAC, 3-Phase | >92% | 2 | CCS-1; CCS-1 | 18 | Credit Card, RFID, & App | Yes | Standard | Yes | Switching OCPP 1.6J network providers is simple and low-cost. The majority of work involves switching the URL connection point to the particular network operator (assuming the new network operator is OCPP 1.6J compliant. | No | Pedestal | UL Certified, CE. | 2 years | Credit cards, App, RFID, NFC, MIFARE, FeliCa | Yes - both
47QMCA22A0006 | DISTRICT FLEET, LLC | BTC Power | Yes - comes with Chargie Software | BHPCD1-350-05-011 | N/A | BTCPower - DCFC - Single Port - Gen 2 Dispenser - 350A CCS1 Liq Cooled - RFID - Payter | Buy America Gen 2 Dispenser Empty/350A-CCS1 Liq Cooled, RFID Payter, Includes standard 2 year warranty (parts only), Initial Inspection HPC or L3 and Turn On by BTCPower Technician Price per Dispenser(Comm-HPC/L3), and 5 year Credit Card Reader Servicing Fee | EA | 49123.43 | 48140.9614 | 0.02 | N/A | 120 | Single CCS1 | Commercial | 350 | 500A | >92% | 1 | CCS-1 | 18 | Credit Card, RFID, & App | Yes | Standard | Yes | Switching OCPP 1.6J network providers is simple and low-cost. The majority of work involves switching the URL connection point to the particular network operator (assuming the new network operator is OCPP 1.6J compliant. | No | Pedestal | UL Certified, CE. | 2 years | Credit cards, App, RFID, NFC, MIFARE, FeliCa | Yes - both
47QMCA22A0006 | DISTRICT FLEET, LLC | BTC Power | Yes - comes with Chargie Software | L3A-180-480-501-015 | N/A | BTCPower - DCFC - Gen4 - Dual Port - Pedestal - 180KW/200A/500A - LIQ -CHAd/CCS1 - RFID ONLY | Gen4 180KW AIO 480V 200A-CHAd/ 500A-CCS1 Liq cooled, RFID ONLY + Tilt + NTEP. Includes Initial Inspection HPC or L3 and Turn On by BTCPower Technician | EA | 85009.03 | 83308.8494 | 0.02 | N/A | 120 | Dual Port, Different Connectors CCS1/CHAdemo | Commercial | 180 | 480VAC, 3-Phase | >92% | 2 | CCS-1/CHAd | 18 | RFID, App, QR Code | Yes | Standard | Yes | Switching OCPP 1.6J network providers is simple and low-cost. The majority of work involves switching the URL connection point to the particular network operator (assuming the new network operator is OCPP 1.6J compliant. | No | Pedestal | UL Certified, CE. | 2 years | RFID, App, QR Code | Yes - both
47QMCA22A0006 | DISTRICT FLEET, LLC | BTC Power | Yes - comes with Chargie Software | L3S-50-480-02-003 | N/A | 50kW Slim 408VAC CS1/CCS1 | 50kW Slim 408VAC CS1/CCS1 | EA | 30881.11 | 29954.6767 | 0.02 | N/A | 120 | 50kW Slim 408VAC CS1/CCS1 | Commercial | 50 | 480 VAC, 72 A | >90% | 2 | CCS-1 | 20 ft standard, 25 ft extended length available | Credit Card, RFID, & App | Yes | Standard | Yes | Very simple to switch to a new software supplier. The new suppliers OCPP s/w can be downloaded over the air, onsite visit required to switch out SIM card and place new station ID decals on EVSE. | No | Floor Mount | Certified by Intertek, a Nationally Recogized Testing Laboratory - Intertek certifies to all UL/ cUL/ NEC/ FCC requirements | 2-year manufacturers warranty, parts only, begins on date of installation or 60-days from the ship date from the factory, whichever occurs first. | RFID, Credit Card, EMV, QR Code, ISO 15118 (optional) | Yes - both
47QMCA22A0006 | DISTRICT FLEET, LLC | BTC Power | Yes - comes with Chargie Software | L3S-50-480-05-003 | N/A | 50kW Slim 480VAC CCS1/Empty | 50kW Slim 480VAC CCS1/Empty | EA | 25450.38 | 24686.8686 | 0.02 | N/A | 120 | 50kW Slim 480VAC CCS1/Empty | Commercial | 50 | 480 VAC, 72 A | >90% | 1 | CCS-1 | 20 ft standard, 25 ft extended length available | Credit Card, RFID, & App | Yes | Standard | Yes | Very simple to switch to a new software supplier. The new suppliers OCPP s/w can be downloaded over the air, onsite visit required to switch out SIM card and place new station ID decals on EVSE. | No | Floor Mount | Certified by Intertek, a Nationally Recogized Testing Laboratory - Intertek certifies to all UL/ cUL/ NEC/ FCC requirements | 2-year manufacturers warranty, parts only, begins on date of installation or 60-days from the ship date from the factory, whichever occurs first. | RFID, Credit Card, EMV, QR Code, ISO 15118 (optional) | Yes - both
47QMCA22A0006 | DISTRICT FLEET, LLC | BTC Power | Yes - comes with Chargie Software | L3R-100-480-02-003 | N/A | 100kW Regular 480VAC CCS1/CCS1 | 100kW Regular 480VAC CCS1/CCS1 | EA | 51912.85 | 50355.4645 | 0.02 | N/A | 120 | 100kW Regular 480VAC CCS1/CCS1 | Commercial | 100 | 480 VAC 3 Ph, 132A | >92% | 2 | CCS-1 | 20 ft standard, 25 ft extended length available | Credit Card, RFID, & App | Yes | Standard | Yes | Very simple to switch to a new software supplier. The new suppliers OCPP s/w can be downloaded over the air, onsite visit required to switch out SIM card and place new station ID decals on EVSE. | No | Floor Mount | Certified by Intertek, a Nationally Recogized Testing Laboratory - Intertek certifies to all UL/ cUL/ NEC/ FCC requirements | 2-year manufacturers warranty, parts only, begins on date of installation or 60-days from the ship date from the factory, whichever occurs first. | RFID, Credit Card, EMV, QR Code, ISO 15118 (optional) | Yes - both
47QMCA22A0006 | DISTRICT FLEET, LLC | BTC Power | Yes - comes with Chargie Software | L3R-100-480-05-003 | N/A | 100kW Regular 480VAC CCS1/Empty | 100kW Regular 480VAC CCS1/Empty | EA | 49789.92 | 48296.2224 | 0.02 | N/A | 120 | 100kW Regular 480VAC CCS1/Empty | Commercial | 100 | 480 VAC 3 Ph, 132A | >92% | 1 | CCS-1 | 20 ft standard, 25 ft extended length available | Credit Card, RFID, & App | Yes | Standard | Yes | Very simple to switch to a new software supplier. The new suppliers OCPP s/w can be downloaded over the air, onsite visit required to switch out SIM card and place new station ID decals on EVSE. | No | Floor Mount | Certified by Intertek, a Nationally Recogized Testing Laboratory - Intertek certifies to all UL/ cUL/ NEC/ FCC requirements | 2-year manufacturers warranty, parts only, begins on date of installation or 60-days from the ship date from the factory, whichever occurs first. | RFID, Credit Card, EMV, QR Code, ISO 15118 (optional) | Yes - both
47QMCA22A0006 | DISTRICT FLEET, LLC | Tritium Technologies, LLC | Yes - comes with Chargie Software | RTM 50kW | N/A | RTM 50 | Tritium’s modular and scalable RTM75/75kW is the tipping point to electrification of transportation and is powering the e-mobility revolution. This smart, scalable and reliable platform couples Tritium’s DNA of liquid cooling, small footprint, and industry leading IP65 rated enclosure, with a modular power electronics design. | EA | 34648.06 | 33955.0988 | 0.05 | N/A | 120 | DC Fast Charger: Dual Port, Different Connector, Simultaneous Charging capable | Commercial | 50kW | 480VAC 3ph (no neutral) +/-10% 70A | 0.95 | 2 | CCS1, CCS2 and CHAdeMO supported (Tesla adapter may be used) | Length: 6m (19ft 8") with cable management | • RFID: MI-FARE ISO/IEC14443A/B, ISO/IEC15693, ISO/IEC18000-3, FeliCa, NFC • Optional credit card reader terminal • CPO supplied mobile app • Vehicle: ISO15118 Plug and Charge | Yes | Standard | Yes | Swapping to a different network is completely supported and easily accomplished | Awaiting ISO 15118-20 standard to be finalised See https://www.iso.org/standard/77845.html | Pedestal | • WORLDWIDE: CE • USA, CANADA: cTUVus, NRTL Certified to UL 2202 AND CSA C22.2 No. 107.1 IEC62196, UL2251 and SAE J1772 Plugs and Cables; UL2594 not applicable, No AC charging; compliance to NFPA 70 and NFPA 30A for EVSE; Compliance to Harmonized C22.2 NO. 280-16 and UL standards for EVSE; NEC 625 | 2 years parts and labor | • RFID standard • Optional credit card reader terminal with support for magstripe, EMV and NFC/Contactless | Yes - both
47QMCA22A0006 | DISTRICT FLEET, LLC | Tritium Technologies, LLC | Yes - comes with Chargie Software | RTM 75kW | N/A | RTM 75 | Tritium’s modular and scalable RTM75/75kW is the tipping point to electrification of transportation and is powering the e-mobility revolution. This smart, scalable and reliable platform couples Tritium’s DNA of liquid cooling, small footprint, and industry leading IP65 rated enclosure, with a modular power electronics design. | EA | 38597.68 | 37825.7264 | 0.05 | N/A | 120 | DC Fast Charger: Dual Port, Different Connector, Simultaneous Charging capable | Commercial | 75kW | 480VAC 3ph (no neutral) +/-10% 105A | 0.95 | 2 | CCS1, CCS2 and CHAdeMO supported (Tesla adapter may be used) | Length: 6m (19ft 8") with cable management | • RFID: MI-FARE ISO/IEC14443A/B, ISO/IEC15693, ISO/IEC18000-3, FeliCa, NFC • Optional credit card reader terminal • CPO supplied mobile app • Vehicle: ISO15118 Plug and Charge | Yes | Standard | Yes | Swapping to a different network is completely supported and easily accomplished | Awaiting ISO 15118-20 standard to be finalised See https://www.iso.org/standard/77845.html | Pedestal | • WORLDWIDE: CE • USA, CANADA: cTUVus, NRTL Certified to UL 2202 AND CSA C22.2 No. 107.1 IEC62196, UL2251 and SAE J1772 Plugs and Cables; UL2594 not applicable, No AC charging; compliance to NFPA 70 and NFPA 30A for EVSE; Compliance to Harmonized C22.2 NO. 280-16 and UL standards for EVSE; NEC 626 | 2 years parts and labor | • RFID standard • Optional credit card reader terminal with support for magstripe, EMV and NFC/Contactless | Yes - both
47QMCA22A0006 | DISTRICT FLEET, LLC | Tritium Technologies, LLC | Yes - comes with Chargie Software | RTM50 CCR | N/A | Tritium - DCFC - Dual Port CCS1/CCS1 - RTM 75 (50kW) - 20ft 200A Cables with Credit Card Reader | 50kW output charging station with Credit Card Reader supporting up to 920VDC vehicle charging system with dual simultaneous 200A CCS and 125A CHAdeMO cables. Includes 5 years RTM Connectivity Package; Includes SIM, GSM Connectivity, Cellular Data, and 5 year Credit Card Reader Servicing Fee | EA | 41273.55 | 40448.079 | 0.02 | N/A | 120 | Dual Port CCS1/CCS1 Dual Port CCS1/CCS1 - RTM 75 (50kW) - 20ft 200A Cables | Commercial | 50kW | 480VAC 3ph (no neutral) +/-10% 70A | 0.95 | 2 | CCS1, CCS2 and CHAdeMO supported (Tesla adapter may be used) | Length: 6m (19ft 8") with cable management | • RFID: MI-FARE ISO/IEC14443A/B, ISO/IEC15693, ISO/IEC18000-3, FeliCa, NFC • Optional credit card reader terminal • CPO supplied mobile app • Vehicle: ISO15118 Plug and Charge | Yes | Standard | Yes | Swapping to a different network is completely supported and easily accomplished | Awaiting ISO 15118-20 standard to be finalised See https://www.iso.org/standard/77845.html | Pedestal | • WORLDWIDE: CE • USA, CANADA: cTUVus, NRTL Certified to UL 2202 AND CSA C22.2 No. 107.1 IEC62196, UL2251 and SAE J1772 Plugs and Cables; UL2594 not applicable, No AC charging; compliance to NFPA 70 and NFPA 30A for EVSE; Compliance to Harmonized C22.2 NO. 280-16 and UL standards for EVSE; NEC 625 | 2 years parts and labor | RFID, Credit Card , App, QR | Yes - both
47QMCA22A0006 | DISTRICT FLEET, LLC | Tritium Technologies, LLC | Yes - comes with Chargie Software | RTM75 CCR | N/A | Tritium - DCFC - Dual Port CCS1/CCS1 - RTM 75 (75kW) - 20ft 200A Cables with Credit Card Reader | 75kW output charging station with Credit Card Reader supporting up to 920VDC vehicle charging system with dual simultaneous 200A CCS and 125A CHAdeMO cables. Includes 5 years RTM Connectivity Package; Includes SIM, GSM Connectivity, Cellular Data, and 5 year Credit Card Reader Servicing Fee | EA | 45551.98 | 44640.9404 | 0.02 | N/A | 120 | Dual Port CCS1/CCS1 Dual Port CCS1/CCS1 - RTM 75 (75kW) - 20ft 200A Cables | Commercial | 75kW | 480VAC 3ph (no neutral) +/-10% 105A | 0.95 | 2 | CCS1, CCS2 and CHAdeMO supported (Tesla adapter may be used) | Length: 6m (19ft 8") with cable management | • RFID: MI-FARE ISO/IEC14443A/B, ISO/IEC15693, ISO/IEC18000-3, FeliCa, NFC • Optional credit card reader terminal • CPO supplied mobile app • Vehicle: ISO15118 Plug and Charge | Yes | Standard | Yes | Switching OCPP 1.6J network providers is simple and low-cost. The majority of work involves switching the URL connection point to the particular network operator (assuming the new network operator is OCPP 1.6J compliant. | Awaiting ISO 15118-20 standard to be finalised See https://www.iso.org/standard/77845.html | Pedestal | • WORLDWIDE: CE • USA, CANADA: cTUVus, NRTL Certified to UL 2202 AND CSA C22.2 No. 107.1 IEC62196, UL2251 and SAE J1772 Plugs and Cables; UL2594 not applicable, No AC charging; compliance to NFPA 70 and NFPA 30A for EVSE; Compliance to Harmonized C22.2 NO. 280-16 and UL standards for EVSE; NEC 626 | 2 years parts and labor | RFID, Credit Card , App, QR | Yes - both
47QMCA22A0006 | DISTRICT FLEET, LLC | Tritium Technologies, LLC | Yes - comes with Chargie Software | PKM150-2 | N/A | PKM150 (150kW) 2 Charger | PKM150 (150kW) 2 Charging Station Site = 4 Charge Points This configuration Includes: • 1x PKM 360kW Rectifier Unit. Includes 5 years PKM Connectivity Package; Includes SIM, GSM Connectivity, Cellular Data. | EA | 177173.46 | 173629.9908 | 0.02 | N/A | 120 | Standard Dual Port Different Connector Options per Port CCS-1/CHAd | Commercial | 150kW | 480VAC 3ph (no neutral) +/-10% | 0.95 | 2 | CCS1, CCS2 and CHAdeMO supported (Tesla adapter may be used) | Length: 6m (19ft 8") with cable management | • RFID: MI-FARE ISO/IEC14443A/B, ISO/IEC15693, ISO/IEC18000-3, FeliCa, NFC • Optional credit card reader terminal • CPO supplied mobile app • Vehicle: ISO15118 Plug and Charge | Yes | Standard | Yes | Switching OCPP 1.6J network providers is simple and low-cost. The majority of work involves switching the URL connection point to the particular network operator (assuming the new network operator is OCPP 1.6J compliant. | Awaiting ISO 15118-20 standard to be finalised See https://www.iso.org/standard/77845.html | Pedestal | • WORLDWIDE: CE • USA, CANADA: cTUVus, NRTL Certified to UL 2202 AND CSA C22.2 No. 107.1 IEC62196, UL2251 and SAE J1772 Plugs and Cables; UL2594 not applicable, No AC charging; compliance to NFPA 70 and NFPA 30A for EVSE; Compliance to Harmonized C22.2 NO. 280-16 and UL standards for EVSE; NEC 626 | 2 years parts and labor | • RFID standard • Optional credit card reader terminal with support for magstripe, EMV and NFC/Contactless | Yes - both
47QMCA22A0006 | DISTRICT FLEET, LLC | Tritium Technologies, LLC | Yes - comes with Chargie Software | PKM150-3 | N/A | PKM150 (150kW) 3 Charger | PKM150 (150kW) 3 Charging Station Site = 6 Charge Points This configuration Includes: • 1x PKM 360kW Rectifier Unit. Includes 5 years PKM Connectivity Package; Includes SIM, GSM Connectivity, Cellular Data. | EA | 224371.45 | 219884.021 | 0.02 | N/A | 120 | Standard Dual Port Different Connector Options per Port CCS-1/CHAd | Commercial | 150kW | 480VAC 3ph (no neutral) +/-10% | 0.95 | 2 | CCS1, CCS2 and CHAdeMO supported (Tesla adapter may be used) | Length: 6m (19ft 8") with cable management | • RFID: MI-FARE ISO/IEC14443A/B, ISO/IEC15693, ISO/IEC18000-3, FeliCa, NFC • Optional credit card reader terminal • CPO supplied mobile app • Vehicle: ISO15118 Plug and Charge | Yes | Standard | Yes | Switching OCPP 1.6J network providers is simple and low-cost. The majority of work involves switching the URL connection point to the particular network operator (assuming the new network operator is OCPP 1.6J compliant. | Awaiting ISO 15118-20 standard to be finalised See https://www.iso.org/standard/77845.html | Pedestal | • WORLDWIDE: CE • USA, CANADA: cTUVus, NRTL Certified to UL 2202 AND CSA C22.2 No. 107.1 IEC62196, UL2251 and SAE J1772 Plugs and Cables; UL2594 not applicable, No AC charging; compliance to NFPA 70 and NFPA 30A for EVSE; Compliance to Harmonized C22.2 NO. 280-16 and UL standards for EVSE; NEC 626 | 2 years parts and labor | • RFID standard • Optional credit card reader terminal with support for magstripe, EMV and NFC/Contactless | Yes - both
47QMCA22A0006 | DISTRICT FLEET, LLC | Tritium Technologies, LLC | Yes - comes with Chargie Software | PKM150-4 | N/A | PKM150 (150kW) 4 Charger | PKM150 (150kW) 4 Charging Station Site = 8 Charge Points This configuration Includes: • 1x PKM 360kW Rectifier Unit. Includes 5 years PKM Connectivity Package; Includes SIM, GSM Connectivity, Cellular Data. | EA | 271569.43 | 266138.0414 | 0.02 | N/A | 120 | Standard Dual Port Different Connector Options per Port CCS-1/CHAd | Commercial | 150kW | 480VAC 3ph (no neutral) +/-10% | 0.95 | 2 | CCS1, CCS2 and CHAdeMO supported (Tesla adapter may be used) | Length: 6m (19ft 8") with cable management | • RFID: MI-FARE ISO/IEC14443A/B, ISO/IEC15693, ISO/IEC18000-3, FeliCa, NFC • Optional credit card reader terminal • CPO supplied mobile app • Vehicle: ISO15118 Plug and Charge | Yes | Standard | Yes | Switching OCPP 1.6J network providers is simple and low-cost. The majority of work involves switching the URL connection point to the particular network operator (assuming the new network operator is OCPP 1.6J compliant. | Awaiting ISO 15118-20 standard to be finalised See https://www.iso.org/standard/77845.html | Pedestal | • WORLDWIDE: CE • USA, CANADA: cTUVus, NRTL Certified to UL 2202 AND CSA C22.2 No. 107.1 IEC62196, UL2251 and SAE J1772 Plugs and Cables; UL2594 not applicable, No AC charging; compliance to NFPA 70 and NFPA 30A for EVSE; Compliance to Harmonized C22.2 NO. 280-16 and UL standards for EVSE; NEC 626 | 2 years parts and labor | • RFID standard • Optional credit card reader terminal with support for magstripe, EMV and NFC/Contactless | Yes - both
47QMCA22A0006 | DISTRICT FLEET, LLC | ChargePoint | Yes - comes with ChargePoint Software | CPE250C-625-CCS1-200A-CHD |  | ChargePoint CPE250 | ChargePoint Express 250 Station (62.5 kW) - includes Express 250 Station, 2x Power Modules, 1x CCS1 cable, 1x CHAdeMO cable, North America Modem/SIM. cUL and UL listed. All stations require a mounting template. | EA | 51345.09 | 50318.1882 | 0.02 | N/A | 120 DAYS | Chademo, CCS1, CCS2, NACS | Commercial | 62.5kW (standalone) 125kW (paired) | 80A | >96% | 2 | Chademo, CCS1, CCS2, NACS | 18 or 24 | RFID, Mobile App, Contactless Credit Card | Yes | Standard | Yes |  | Not at this time, as we monitor advancements and market adoption of the technology. | Ground / Pad Mount | UL and cUL listed: complies with UL 2202, UL 2231-1, UL 2231-2, CSA 107.1 CE marking: complies with IEC 62196, IEC 61857 | one year standard parts only warranty; additional years of coverage are available under our Assure Program: https://www.chargepoint.com/products/service | Contactless Credit Card, RFID, Tap to Pay with Mobile app, call center, roaming | Yes
47QMCA22A0006 | DISTRICT FLEET, LLC | ChargePoint | Yes - comes with ChargePoint Software | CPE250C-625-CCS1-200A-CHD- FTA |  | ChargePoint Buy America Act (BAA) FTA CPE250 | BUY AMERICA FTA compliant. ChargePoint Express 250 Station (62.5 kW) - includes Express 250 Station, 2x Power Modules, 1x CCS1 200A cable, 1x CHAdeMO cable, North America Modem/SIM, cUL and UL listed | EA | 57758.29 | 56603.1242 | 0.02 | N/A | 120 DAYS | Chademo, CCS1, CCS2, NACS | Commercial | 62.5kW (standalone) 125kW (paired) | 80A | >96% | 2 | Chademo, CCS1, CCS2, NACS | 18 or 24 | RFID, Mobile App, Contactless Credit Card | Yes | Standard | Yes |  | Not at this time, as we monitor advancements and market adoption of the technology. | Ground / Pad Mount | UL and cUL listed: complies with UL 2202, UL 2231-1, UL 2231-2, CSA 107.1 CE marking: complies with IEC 62196, IEC 61857 | one year standard parts only warranty; additional years of coverage are available under our Assure Program: https://www.chargepoint.com/products/service | Contactless Credit Card, RFID, Tap to Pay with Mobile app, call center, roaming | Yes
47QMCA22A0006 | DISTRICT FLEET, LLC | ChargePoint | Yes - comes with ChargePoint Software | CPE250C-625-CCS1-200A-FTA |  | ChargePoint Buy America Act (BAA) FTA CPE250 | BUY AMERICA FTA compliant. CP Express 250 Station (62.5 kW) - includes Express 250 Station, 2x Power Modules, 1x 200A CCS1 cable, North America Modem/SIM, cUL and UL listed. | EA | 57758.29 | 56603.1242 | 0.02 | N/A | 120 DAYS | Chademo, CCS1, CCS2, NACS | Commercial | 62.5kW (standalone) 125kW (paired) | 80A | >96% | 2 | Chademo, CCS1, CCS2, NACS | 18 or 24 | RFID, Mobile App, Contactless Credit Card | Yes | Standard | Yes |  | Not at this time, as we monitor advancements and market adoption of the technology. | Ground / Pad Mount | UL and cUL listed: complies with UL 2202, UL 2231-1, UL 2231-2, CSA 107.1 CE marking: complies with IEC 62196, IEC 61857 | one year standard parts only warranty; additional years of coverage are available under our Assure Program: https://www.chargepoint.com/products/service | Contactless Credit Card, RFID, Tap to Pay with Mobile app, call center, roaming | Yes
47QMCA22A0006 | DISTRICT FLEET, LLC | ChargePoint | Yes - comes with ChargePoint Software | CPE250C-625-CCS1-200A-CHD- FHWA |  | ChargePoint Buy America Act (BAA) FHWA CPE250 | BUY AMERICA FHWA compliant. ChargePoint Express 250 Station (62.5 kW) - includes Express 250 Station, 2x Power Modules, 1x CCS1 200A cable, 1x CHAdeMO cable, North America Modem/SIM, cUL and UL listed | EA | 59017.23 | 57836.8854 | 0.02 | N/A | 120 DAYS | Chademo, CCS1, CCS2, NACS | Commercial | 62.5kW (standalone) 125kW (paired) | 80A | >96% | 2 | Chademo, CCS1, CCS2, NACS | 18 or 24 | RFID, Mobile App, Contactless Credit Card | Yes | Standard | Yes |  | Not at this time, as we monitor advancements and market adoption of the technology. | Ground / Pad Mount | UL and cUL listed: complies with UL 2202, UL 2231-1, UL 2231-2, CSA 107.1 CE marking: complies with IEC 62196, IEC 61857 | one year standard parts only warranty; additional years of coverage are available under our Assure Program: https://www.chargepoint.com/products/service | Contactless Credit Card, RFID, Tap to Pay with Mobile app, call center, roaming | Yes
47QMCA22A0006 | DISTRICT FLEET, LLC | ChargePoint | Yes - comes with ChargePoint Software | CPE250C-625-CCS1-200A-FHWA |  | ChargePoint Buy America Act (BAA) FHWA CPE250 | BUY AMERICA FHWA compliant. CP Express 250 Station (62.5 kW) - includes Express 250 Station, 2x Power Modules, 1x 200A CCS1 cable, North America Modem/SIM, cUL and UL listed. | EA | 59017.23 | 57836.8854 | 0.02 | N/A | 120 DAYS | Chademo, CCS1, CCS2, NACS | Commercial | 62.5kW (standalone) 125kW (paired) | 80A | >96% | 2 | Chademo, CCS1, CCS2, NACS | 18 or 24 | RFID, Mobile App, Contactless Credit Card | Yes | Standard | Yes |  | Not at this time, as we monitor advancements and market adoption of the technology. | Ground / Pad Mount | UL and cUL listed: complies with UL 2202, UL 2231-1, UL 2231-2, CSA 107.1 CE marking: complies with IEC 62196, IEC 61857 | one year standard parts only warranty; additional years of coverage are available under our Assure Program: https://www.chargepoint.com/products/service | Contactless Credit Card, RFID, Tap to Pay with Mobile app, call center, roaming | Yes
47QMCA22A0006 | DISTRICT FLEET, LLC | ChargePoint | Yes - comes with ChargePoint Software | CPE280-800-NA-3A1S1-1A3S1 |  | ChargePoint Express 280 - 1X - CCS1, 1X-CHAdeMO | ChargePoint Express 280 Station, NA, DC Station, 80kW, 1 x CCS1 250A, 4.5m cable, 1x CHAdeMO 140A, 4.5m cable, 2 x Power Modules, 2.4m, Cable management kit, ChargePoint Signage, 254mm (10") Touch Display, Contactless credit card and RFID reader, Cellular/Wifi, UL Listed, 1 year Parts Warranty | EA | 55788.41 | 54672.6418 | 0.02 | N/A | 120 DAYS | Chademo, CCS1, CCS2, NACS | Commercial | 80kW (standalone) | 100A | >96% | 2 | Chademo, CCS1, CCS2, NACS | 18 or 24 | RFID, Mobile App, Contactless Credit Card | Yes | Standard | Yes |  | Not at this time, as we monitor advancements and market adoption of the technology. | Ground / Pad Mount | UL and cUL listed: complies with UL 2202, UL 2231-1, UL 2231-2, CSA 107.1 CE marking: complies with IEC 62196, IEC 61857 | one year standard parts only warranty; additional years of coverage are available under our Assure Program: https://www.chargepoint.com/products/service | Contactless Credit Card, RFID, Tap to Pay with Mobile app, call center, roaming | Yes
47QMCA22A0006 | DISTRICT FLEET, LLC | ChargePoint | Yes - comes with ChargePoint Software | CPE280-800-NA-3A1S1-3A1S1 |  | ChargePoint Express 280 - 2X - CCS1 | ChargePoint Express 280 Station, NA, DC Station, 80kW, 1 x CCS1 250A 4.5m cable, 1x CHAdeMO 140A 4.5m cable, 2 x Power Modules, 2.4m Cable management kit, ChargePoint Signage, 254mm (10") Touch Display, Contactless credit card and RFID reader, Cellular/Wifi, UL Listed, 1 year Parts Warranty | EA | 55788.41 | 54672.6418 | 0.02 | N/A | 120 DAYS | Chademo, CCS1, CCS2, NACS | Commercial | 80kW (standalone) | 100A | >96% | 2 | Chademo, CCS1, CCS2, NACS | 18 or 24 | RFID, Mobile App, Contactless Credit Card | Yes | Standard | Yes |  | Not at this time, as we monitor advancements and market adoption of the technology. | Ground / Pad Mount | UL and cUL listed: complies with UL 2202, UL 2231-1, UL 2231-2, CSA 107.1 CE marking: complies with IEC 62196, IEC 61857 | one year standard parts only warranty; additional years of coverage are available under our Assure Program: https://www.chargepoint.com/products/service | Contactless Credit Card, RFID, Tap to Pay with Mobile app, call center, roaming | Yes
47QMCA22A0006 | DISTRICT FLEET, LLC | ChargePoint | Yes - comes with ChargePoint Software | EXPP-PL202X1B-5A1S1-5A1S1 | N/A | ChargePoint Express Plus Power (EXPP) - Level 3 - Power Link PL2000 Series | ChargePoint Express Plus Power Link PL2000 series - Simultaneous Charging - North America, 2x CCS1 350A 4.5m cable, 2 Holsters, 2.4m Cablemanagement kit, Pedestal, 200mm (8") Touch Display, Camera, ChargePoint signage, Contactless credit card and RFID reader, Cellular/WiFi, UL listed, Single input, 1 year warranty. Requires at lease one Power Block with Power Modules. | EA | 35406.39 | 35406.39 | 0% | N/A | 120 DAYS | Chademo, CCS1, CCS2, NACS | Commercial | 200kW (standalone) | 3P 480V | >96% | 2 | Chademo, CCS1, CCS2, NACS | 18 or 24 | RFID, Mobile App, Contactless Credit Card | Yes | Standard | Yes |  | Not at this time, as we monitor advancements and market adoption of the technology. | Ground / Pad Mount | UL and cUL listed: complies with UL 2202, UL 2231-1, UL 2231-2, CSA 107.1 CE marking: complies with IEC 62196, IEC 61857 | two year standard parts only warranty; additional years of coverage are available under our Assure Program: https://www.chargepoint.com/products/service | Contactless Credit Card, RFID, Tap to Pay with Mobile app, call center, roaming | Yes
47QMCA22A0006 | DISTRICT FLEET, LLC | ChargePoint | Yes - comes with ChargePoint Software | EXPP-PL202X1B-3A1M0-3A1M0 | N/A | ChargePoint Express Plus Power (EXPP) - Level 3 - Power Link PL2000 Series | ChargePoint Express Plus Power Link PL2000 series, North America, DC Station, Simultaneous charging, 2x CCS1 250A 7.6m cable, 2 Holsters, Pedestal, 200mm (8") Touch Display, ChargePoint signage, RFID reader, Cellular/WiFi, UL listed, 1 year warranty. Requires at least one Power Block with Power Modules | EA | 35072.64 | 35072.64 | 0% | N/A | 120 DAYS | Chademo, CCS1, CCS2, NACS | Commercial | 200kW (standalone) | 3P 480V | >96% | 2 | Chademo, CCS1, CCS2, NACS | 18 or 24 | RFID, Mobile App, Contactless Credit Card | Yes | Standard | Yes |  | Not at this time, as we monitor advancements and market adoption of the technology. | Ground / Pad Mount | UL and cUL listed: complies with UL 2202, UL 2231-1, UL 2231-2, CSA 107.1 CE marking: complies with IEC 62196, IEC 61857 | two year standard parts only warranty; additional years of coverage are available under our Assure Program: https://www.chargepoint.com/products/service | Contactless Credit Card, RFID, Tap to Pay with Mobile app, call center, roaming | Yes
47QMCA22A0006 | DISTRICT FLEET, LLC | ChargePoint | Yes - comes with ChargePoint Software | EXPP-PL202X1BC-6A1S1-6A1S1 | N/A | ChargePoint Express Plus Power (EXPP) - Level 3 - Power Link PL2000 Series | ChargePoint Express Plus Power Link PL2000 series, North America, DC Station, Simultaneous charging, 2x CCS1 500A liquid cooled 4.5m cable, 2 Holsters, 2.4m Cable management kit, Pedestal, 200mm (8") Touch Display, ChargePoint signage, Contactless credit card and RFID reader, Cellular/WiFi, UL listed, 1 year warranty. Requires at least one Power Block with Power Modules | EA | 51403.35 | 51403.35 | 0% | N/A | 120 DAYS | Chademo, CCS1, CCS2, NACS | Commercial | 200kW (standalone) | 3P 480V | >96% | 2 | Chademo, CCS1, CCS2, NACS | 18 or 24 | RFID, Mobile App, Contactless Credit Card | Yes | Standard | Yes |  | Not at this time, as we monitor advancements and market adoption of the technology. | Ground / Pad Mount | UL and cUL listed: complies with UL 2202, UL 2231-1, UL 2231-2, CSA 107.1 CE marking: complies with IEC 62196, IEC 61857 | two year standard parts only warranty; additional years of coverage are available under our Assure Program: https://www.chargepoint.com/products/service | Contactless Credit Card, RFID, Tap to Pay with Mobile app, call center, roaming | Yes
47QMCA22A0006 | DISTRICT FLEET, LLC | ChargePoint | Yes - comes with ChargePoint Software | EXPP-PB1000-200A-PD | N/A | ChargePoint Express Plus Power (EXPP) - Level 3 - 200A Power Block | The Power Block is the physical enclosure for Power Modules. A Power Block can hold up to 5 Power Modules, Power Modules sold separately. EXPP-PB1000-200A-PD is rated for 200A. The Power Block Mounting Kit (EXPP-PB1000-CMT) is included. | EA | 45909.42 | 45909.42 | 0% | N/A | 120 DAYS | N/A | Commercial | 200 | 3P 480V | >96% | 0 | Chademo, CCS1, CCS2, NACS | 18 or 24 | RFID, Mobile App, Contactless Credit Card | Yes | Standard | Yes |  | Not at this time, as we monitor advancements and market adoption of the technology. | Ground / Pad Mount | UL and cUL listed: complies with UL 2202, UL 2231-1, UL 2231-2, CSA 107.1 CE marking: complies with IEC 62196, IEC 61857 | two year standard parts only warranty; additional years of coverage are available under our Assure Program: https://www.chargepoint.com/products/service | Contactless Credit Card, RFID, Tap to Pay with Mobile app, call center, roaming | Yes
47QMCA22A0006 | DISTRICT FLEET, LLC | ChargePoint | Yes - comes with ChargePoint Software | EXPP-PB1000-350A-PD | N/A | ChargePoint Express Plus Power (EXPP) - Level 3 - 350A Power Block | The Power Block is the physical enclosure for Power Modules. A Power Block can hold up to 5 Power Modules, Power Modules sold separately. EXPP-BLOCK-350A-PD is rated for 350A. The Power Block Mounting Kit (EXPP-PB1000-CMT) is included. | EA | 45909.42 | 45909.42 | 0% | N/A | 120 DAYS | N/A | Commercial | 200 | 3P 480V | >96% | 0 | Chademo, CCS1, CCS2, NACS | 18 or 24 | RFID, Mobile App, Contactless Credit Card | Yes | Standard | Yes |  | Not at this time, as we monitor advancements and market adoption of the technology. | Ground / Pad Mount | UL and cUL listed: complies with UL 2202, UL 2231-1, UL 2231-2, CSA 107.1 CE marking: complies with IEC 62196, IEC 61857 | two year standard parts only warranty; additional years of coverage are available under our Assure Program: https://www.chargepoint.com/products/service | Contactless Credit Card, RFID, Tap to Pay with Mobile app, call center, roaming | Yes
47QMCA22A0006 | DISTRICT FLEET, LLC | ChargePoint | Yes - comes with ChargePoint Software | EXPP-PB1000-500A-PD | N/A | ChargePoint Express Plus Power (EXPP) - Level 3 - 500A Power Block | The Power Block is the physical enclosure for Power Modules. A Power Block can hold up to 5 Power Modules, Power Modules sold separately. EXPP-PB1000-500A-PD is rated for 500A. The Power Block Mounting Kit (EXPP-PB1000-CMT) is included. | EA | 45909.42 | 45909.42 | 0% | N/A | 120 DAYS | N/A | Commercial | 200 | 3P 480V | >96% | 0 | Chademo, CCS1, CCS2, NACS | 18 or 24 | RFID, Mobile App, Contactless Credit Card | Yes | Standard | Yes |  | Not at this time, as we monitor advancements and market adoption of the technology. | Ground / Pad Mount | UL and cUL listed: complies with UL 2202, UL 2231-1, UL 2231-2, CSA 107.1 CE marking: complies with IEC 62196, IEC 61857 | two year standard parts only warranty; additional years of coverage are available under our Assure Program: https://www.chargepoint.com/products/service | Contactless Credit Card, RFID, Tap to Pay with Mobile app, call center, roaming | Yes
47QMCA22A0006 | DISTRICT FLEET, LLC | ChargePoint | Yes - comes with ChargePoint Software | EXPP-PM-40KW | N/A | ChargePoint Express Plus Power (EXPP) - Level 3 - 40kW Power Module for Power Block | 40 kW Power Module for use in Power Block | EA | 12342.57 | 12342.57 | 0% | N/A | 120 DAYS | N/A | Commercial | 40 kW | 3P 480V | >96% | 0 | Chademo, CCS1, CCS2, NACS | 18 or 24 | RFID, Mobile App, Contactless Credit Card | Yes | Standard | Yes |  | Not at this time, as we monitor advancements and market adoption of the technology. | Ground / Pad Mount | UL and cUL listed: complies with UL 2202, UL 2231-1, UL 2231-2, CSA 107.1 CE marking: complies with IEC 62196, IEC 61857 | two year standard parts only warranty; additional years of coverage are available under our Assure Program: https://www.chargepoint.com/products/service | Contactless Credit Card, RFID, Tap to Pay with Mobile app, call center, roaming | Yes
47QMCA22A0006 | DISTRICT FLEET, LLC | ChargePoint | Yes - comes with ChargePoint Software | EXPP-PL202X1BC-6A1S1-6A1S1-FHWA | N/A | BUY AMERICA FHWA ChargePoint Express Plus Power (EXPP) - Level 3 - Power Link PL2000 Series | BUY AMERICA FHWA compliant. Express Plus Power Link PL2000 series, North America, DC Station, 2x CCS1 500A liquid cooled 4.5mcable, 2 Holsters, 2.4m Cable management kit, Pedestal, 200mm (8") Touch Display, ChargePoint signage, Contactless credit card and RFID reader, Cellular/WiFi, UL listed, 1 year warranty. Requires at least one Power Block with Power Modules | EA | 56542.79 | 56542.79 | 0% | N/A | 120 DAYS | N/A | Commercial | 200 | 3P 480V | >96% | 2 | Chademo, CCS1, CCS2, NACS | 18 or 24 | RFID, Mobile App, Contactless Credit Card | Yes | Standard | Yes |  | Not at this time, as we monitor advancements and market adoption of the technology. | Ground / Pad Mount | UL and cUL listed: complies with UL 2202, UL 2231-1, UL 2231-2, CSA 107.1 CE marking: complies with IEC 62196, IEC 61857 | two year standard parts only warranty; additional years of coverage are available under our Assure Program: https://www.chargepoint.com/products/service | Contactless Credit Card, RFID, Tap to Pay with Mobile app, call center, roaming | Yes
47QMCA22A0006 | DISTRICT FLEET, LLC | ChargePoint | Yes - comes with ChargePoint Software | EXPP-PB1000-350A-PD-FHWA | N/A | BUY AMERICA FHWA ChargePoint Express Plus Power (EXPP) - Level 3 - 350A Power Block | BUY AMERICA FHWA compliant. The Power Block is the physical enclosure for Power Modules. A Power Block can hold up to 5 Power Modules, Power Modules sold separately. EXPPPB1000- 350A-PD-FHWA is rated for 350A. The Power Block Mounting Kit (EXPP-PB1000-CMT) is required but not included. | EA | 51581.08 | 51581.08 | 0% | N/A | 120 DAYS | N/A | Commercial | 200 | 3P 480V | >96% | 0 | Chademo, CCS1, CCS2, NACS | 18 or 24 | RFID, Mobile App, Contactless Credit Card | Yes | Standard | Yes |  | Not at this time, as we monitor advancements and market adoption of the technology. | Ground / Pad Mount | UL and cUL listed: complies with UL 2202, UL 2231-1, UL 2231-2, CSA 107.1 CE marking: complies with IEC 62196, IEC 61857 | two year standard parts only warranty; additional years of coverage are available under our Assure Program: https://www.chargepoint.com/products/service | Contactless Credit Card, RFID, Tap to Pay with Mobile app, call center, roaming | Yes
47QMCA22A0006 | DISTRICT FLEET, LLC | ChargePoint | Yes - comes with ChargePoint Software | EXPP-PB1000-350A-PD-FTA | N/A | BUY AMERICA FTA ChargePoint Express Plus Power (EXPP) - Level 3 - 350A Power Block | BUY AMERICA FTA compliant. The Power Block is the physical enclosure for Power Modules. A Power Block can hold up to 5 Power Modules, Power Modules sold separately. EXPP-PB1000-350A-PD-FTA is rated for 350A. The Power Block Mounting Kit (EXPP-PB1000-CMT) is required but not included. | EA | 45909.42 | 45909.42 | 0% | N/A | 120 DAYS | N/A | Commercial | 200 | 3P 480V | >96% | 0 | Chademo, CCS1, CCS2, NACS | 18 or 24 | RFID, Mobile App, Contactless Credit Card | Yes | Standard | Yes |  | Not at this time, as we monitor advancements and market adoption of the technology. | Ground / Pad Mount | UL and cUL listed: complies with UL 2202, UL 2231-1, UL 2231-2, CSA 107.1 CE marking: complies with IEC 62196, IEC 61857 | two year standard parts only warranty; additional years of coverage are available under our Assure Program: https://www.chargepoint.com/products/service | Contactless Credit Card, RFID, Tap to Pay with Mobile app, call center, roaming | Yes
47QMCA22A0006 | DISTRICT FLEET, LLC | ChargePoint | Yes - comes with ChargePoint Software | EXPP-PB1000-500A-PD-FHWA | N/A | BUY AMERICA FHWA ChargePoint Express Plus Power (EXPP) - Level 3 - 500A Power Block | BUY AMERICA FHWA compliant. The Power Block is the physical enclosure for Power Modules. A Power Block can hold up to 5 Power Modules, Power Modules sold separately. EXPPPB1000- 500A-PD-FHWA is rated for 500A. The Power Block Mounting Kit (EXPP-PB1000-CMT) is required but not included. | EA | 50604.53 | 50604.53 | 0% | N/A | 120 DAYS | N/A | Commercial | 200 | 3P 480V | >96% | 0 | Chademo, CCS1, CCS2, NACS | 18 or 24 | RFID, Mobile App, Contactless Credit Card | Yes | Standard | Yes |  | Not at this time, as we monitor advancements and market adoption of the technology. | Ground / Pad Mount | UL and cUL listed: complies with UL 2202, UL 2231-1, UL 2231-2, CSA 107.1 CE marking: complies with IEC 62196, IEC 61857 | two year standard parts only warranty; additional years of coverage are available under our Assure Program: https://www.chargepoint.com/products/service | Contactless Credit Card, RFID, Tap to Pay with Mobile app, call center, roaming | Yes
47QMCA22A0006 | DISTRICT FLEET, LLC | ChargePoint | Yes - comes with ChargePoint Software | EXPP-PM-40KW-FHWA | N/A | BUY AMERICA FHWA ChargePoint Express Plus Power (EXPP) - Level 3 - 40kW Power Module for Power Block | BUY AMERICA FHWA compliant.40 kW Power Module for use in Power Block | EA | 12056.22 | 12056.22 | 0% | N/A | 120 DAYS | N/A | Commercial | 40kW | 3P 480V | >96% | 0 | Chademo, CCS1, CCS2, NACS | 18 or 24 | RFID, Mobile App, Contactless Credit Card | Yes | Standard | Yes |  | Not at this time, as we monitor advancements and market adoption of the technology. | Ground / Pad Mount | UL and cUL listed: complies with UL 2202, UL 2231-1, UL 2231-2, CSA 107.1 CE marking: complies with IEC 62196, IEC 61857 | two year standard parts only warranty; additional years of coverage are available under our Assure Program: https://www.chargepoint.com/products/service | Contactless Credit Card, RFID, Tap to Pay with Mobile app, call center, roaming | Yes
47QMCA22A0006 | DISTRICT FLEET, LLC | ChargePoint | Yes - comes with ChargePoint Software | EXPP-PM-40KW-FTA | N/A | BUY AMERICA FTA ChargePoint Express Plus Power (EXPP) - Level 3 - 40kW Power Module for Power Block | BUY AMERICA FTA compliant. 40 kW Power Module for use in Power Block | EA | 12604.23 | 12604.23 | 0% | N/A | 120 DAYS | N/A | Commercial | 40kW | 3P 480V | >96% | 0 | Chademo, CCS1, CCS2, NACS | 18 or 24 | RFID, Mobile App, Contactless Credit Card | Yes | Standard | Yes |  | Not at this time, as we monitor advancements and market adoption of the technology. | Ground / Pad Mount | UL and cUL listed: complies with UL 2202, UL 2231-1, UL 2231-2, CSA 107.1 CE marking: complies with IEC 62196, IEC 61857 | two year standard parts only warranty; additional years of coverage are available under our Assure Program: https://www.chargepoint.com/products/service | Contactless Credit Card, RFID, Tap to Pay with Mobile app, call center, roaming | Yes
47QMCA22A0010 | LIOCE GROUP INC., THE | Blink Charging | No - Product is undergoing FedRAMP review and will not be available for ordering through the BPAs until this process is complete and the platform this product operates on receives an ATO designation or it has been determined does not require one. Purchase this product today through GSA Advantage, but agencies will need to evaluate each product at the agency level to ensure it meets all agency-specific privacy, IT, and cyber supply chain requirements. | 6AGC079381 DCWB22 C SP | 6AGC079381 DCWB22 C SP | Blink Wall-Box 22.5kW, 208/240V Rated to 960 VDC Single-Phase, Qty 1 | Blink Wall-Box 22.5kW, 208/240V Rated to 960 VDC Single-Phase, Qty 1 CCS 23' cable RFID Reader, 4G Cell, 2 years of Parts Only Warranty 1-EV can charge at a time | EA | 15238.69 | 13914.4478 | 8.69% | 1% for orders > $100k | 90 calendar days | Standard | Commercial | 22.5kW | 50Amps 208-240 VAC 50/60Hz | 0.94 | 2 | CCS & CHAdeMO combo | 12' or 23' | RFID, Mobile App, Pin Code, 1-800# | Yes | Blink Network, OCPP V1.6 | Yes | Yes | No | Wall or Pedestal | UL, FCC | 2 years P&L and Preventative Maintenance, additional years available | RFID, App | Yes
47QMCA22A0010 | LIOCE GROUP INC., THE | Blink Charging | No - Product is undergoing FedRAMP review and will not be available for ordering through the BPAs until this process is complete and the platform this product operates on receives an ATO designation or it has been determined does not require one. Purchase this product today through GSA Advantage, but agencies will need to evaluate each product at the agency level to ensure it meets all agency-specific privacy, IT, and cyber supply chain requirements. | PHI-30-SA-WAR2-SINGLE7-2-TAA | PHI-30-SA-WAR2-SINGLE7-2-TAA | PhiHong 30kW Single CCS1 Plug DCFC | 30kW, Single CCS1, 7M cable, LAN, Wi-Fi & 4G, OCPP, RFID with 2 years of warranty and maintenance/parts service | EA | 24007.5639 | 21921.3066 | 8.69% | 1% for orders > $100k | 90 calendar days | Standard | Commercial | 30kW | 50Amps @ 480VAC 50/60Hz | 0.94 | 1 | CCS or CHAdeMO or NACS | 23' | RFID, Mobile App, Pin Code, 1-800# | yes | Blink Network, OCPP V1.6 | Yes | Yes | No | Wall or Pedestal | UL, FCC | 2 years parts & labor only | RFID, App & Credit Card | Yes
47QMCA22A0010 | LIOCE GROUP INC., THE | Blink Charging | No - Product is undergoing FedRAMP review and will not be available for ordering through the BPAs until this process is complete and the platform this product operates on receives an ATO designation or it has been determined does not require one. Purchase this product today through GSA Advantage, but agencies will need to evaluate each product at the agency level to ensure it meets all agency-specific privacy, IT, and cyber supply chain requirements. | PHI-60-SA-WAR2-Dual7-22-TAA | PHI-60-SA-WAR2-Dual7-22-TAA | PhiHong 60kW Dual CCS1 Plugs DCFC | 60kW, Dual CCS1, 34ft cable, LAN, Wi-Fi & 4G, OCPP, RFID with 2 years of warranty and maintenance/parts service | EA | 48128.877 | 43946.4776 | 8.69% | 1% for orders > $100k | 90 calendar days | Standard | Commercial | 60kW | 100Amps @ 480VAC 50/60Hz | 0.94 | 2 | CCS or CHAdeMO or NACS | 23' | RFID, Mobile App, Pin Code, 1-800# | yes | Blink Network, OCPP V1.7 | Yes | Yes | No | Pedestal | UL, FCC | 2 years parts & labor only | RFID, App & Credit Card | Yes
47QMCA22A0010 | LIOCE GROUP INC., THE | Blink Charging | No - Product is undergoing FedRAMP review and will not be available for ordering through the BPAs until this process is complete and the platform this product operates on receives an ATO designation or it has been determined does not require one. Purchase this product today through GSA Advantage, but agencies will need to evaluate each product at the agency level to ensure it meets all agency-specific privacy, IT, and cyber supply chain requirements. | PHI-90-SA-WAR2-Dual7-22-TAA | PHI-90-SA-WAR2-Dual7-22-TAA | PhiHong 90kW Dual CCS1 Plugs DCFC | 90kW, Dual CCS1, 23ft cable, LAN, Wi-Fi & 4G, OCPP, RFID with 2 years of warranty and maintenance/parts service | EA | 58907.9601 | 53788.8584 | 8.69% | 1% for orders > $100k | 90 calendar days | Standard | Commercial | 90kW | 150Amps @ 480VAC 50/60Hz | 0.94 | 2 | CCS or CHAdeMO or NACS | 23' | RFID, Mobile App, Pin Code, 1-800# | yes | Blink Network, OCPP V1.8 | Yes | Yes | No | Pedestal | UL, FCC | 2 years parts & labor only | RFID, App & Credit Card | Yes
47QMCA22A0010 | LIOCE GROUP INC., THE | Blink Charging | No - Product is undergoing FedRAMP review and will not be available for ordering through the BPAs until this process is complete and the platform this product operates on receives an ATO designation or it has been determined does not require one. Purchase this product today through GSA Advantage, but agencies will need to evaluate each product at the agency level to ensure it meets all agency-specific privacy, IT, and cyber supply chain requirements. | PHI-120-SA-WAR2-Dual7-22-TAA | PHI-120-SA-WAR2-Dual7-22-TAA | PhiHong 120kW Dual CCS1 Plugs DCFC | 120kW, Dual CCS1, 23ft cable, LAN, Wi-Fi & 4G, OCPP, RFID with 2 years of warranty and maintenance/parts service | EA | 60785.7233 | 55503.444 | 8.69% | 1% for orders > $100k | 90 calendar days | Standard | Commercial | 120kW | 200Amps @ 480VAC 50/60Hz | 0.94 | 2 | CCS or CHAdeMO or NACS | 23' | RFID, Mobile App, Pin Code, 1-800# | yes | Blink Network, OCPP V1.9 | Yes | Yes | No | Pedestal | UL, FCC | 2 years parts & labor only | RFID, App & Credit Card | Yes
47QMCA22A0010 | LIOCE GROUP INC., THE | Blink Charging | No - Product is undergoing FedRAMP review and will not be available for ordering through the BPAs until this process is complete and the platform this product operates on receives an ATO designation or it has been determined does not require one. Purchase this product today through GSA Advantage, but agencies will need to evaluate each product at the agency level to ensure it meets all agency-specific privacy, IT, and cyber supply chain requirements. | PHI-150-SA-WAR2-SINGLE7-2-TAA | PHI-150-SA-WAR2-SINGLE7-2-TAA | PhiHong 150kW Dual CCS1 Plugs DCFC | 150kW, Dual CCS1, 23ft cable, LAN, Wi-Fi & 4G, OCPP, RFID with 2 years of warranty and maintenance/parts service | EA | 62820.5687 | 57361.4612 | 8.69% | 1% for orders > $100k | 90 calendar days | Standard | Commercial | 150kW | 250Amps @ 480VAC 50/60Hz | 0.94 | 2 | CCS or CHAdeMO or NACS | 23' | RFID, Mobile App, Pin Code, 1-800# | yes | Blink Network, OCPP V1.10 | Yes | Yes | No | Pedestal | UL, FCC | 2 years parts & labor only | RFID, App & Credit Card | Yes
47QMCA22A0010 | LIOCE GROUP INC., THE | Blink Charging | No - Product is undergoing FedRAMP review and will not be available for ordering through the BPAs until this process is complete and the platform this product operates on receives an ATO designation or it has been determined does not require one. Purchase this product today through GSA Advantage, but agencies will need to evaluate each product at the agency level to ensure it meets all agency-specific privacy, IT, and cyber supply chain requirements. | PHI-180-SA-WAR2-Dual7-22-TAA | PHI-180-SA-WAR2-Dual7-22-TAA | PhiHong 180kW Dual CCS1 Plugs DCFC | 180kW, Dual CCS1, 23ft cable, LAN, Wi-Fi & 4G, OCPP, RFID with 2 years of warranty and maintenance/parts service | EA | 69064.1314 | 63062.4584 | 8.69% | 1% for orders > $100k | 90 calendar days | Standard | Commercial | 180kW | 300Amps @ 480VAC 50/60Hz | 0.94 | 2 | CCS or CHAdeMO or NACS | 23' | RFID, Mobile App, Pin Code, 1-800# | yes | Blink Network, OCPP V1.11 | Yes | Yes | No | Pedestal | UL, FCC | 2 years parts & labor only | RFID, App & Credit Card | Yes
47QMCA22A0010 | LIOCE GROUP INC., THE | Loop Global Inc. | No - Product is undergoing FedRAMP review and will not be available for ordering through the BPAs until this process is complete and the platform this product operates on receives an ATO designation or it has been determined does not require one. Purchase this product today through GSA Advantage, but agencies will need to evaluate each product at the agency level to ensure it meets all agency-specific privacy, IT, and cyber supply chain requirements. | EVS-RTM50 | EVS-RTM50 | EV-Fast DC Fast Charger (50 kW) | EV-Fast DC Fast Charger (50 kW) | EA | 46115.869 | 42108.4 | 8.69% | 1%>$100,000 | 90 calendar days | Standard | Commercial | 50kw | (480VAC, 60 Hz) 50kW / 63A or 75kW / 95A | 0.95 | 2 | CCS & CHAdeMO combo | 12' or 23' | RFID, Mobile App, Pin Code, 1-800# | Yes | Blink Network, OCPP V1.6 | Yes | Yes | No | Wall or Pedestal | UL, FCC | 2 years P&L and Preventative Maintenance, additional years available | RFID, App | Yes - both
47QMCA22A0010 | LIOCE GROUP INC., THE | Loop Global Inc. | No - Product is undergoing FedRAMP review and will not be available for ordering through the BPAs until this process is complete and the platform this product operates on receives an ATO designation or it has been determined does not require one. Purchase this product today through GSA Advantage, but agencies will need to evaluate each product at the agency level to ensure it meets all agency-specific privacy, IT, and cyber supply chain requirements. | EVS-RT75 | EVS-RT75 | EV-Fast DC Fast Charger (75 kW) | EV-Fast DC Fast Charger (75 kW) | EA | 54458.4383 | 49726 | 8.69% | 1%>$100,000 | 90 calendar days | Standard/Dual Port different Connectors | Commercial | 75kw | (480VAC, 60 Hz) 50kW / 63A or 75kW / 95A | 0.95 | 2 | CCS & CHAdeMO combo | 12' to 20' | RFID, App, Credit Card | Yes | Standard | Yes | Yes | No | N/A | FCC | 2 years | RFID, App, Credit Card | WEX
47QMCA22A0010 | LIOCE GROUP INC., THE | Loop Global Inc. | No - Product is undergoing FedRAMP review and will not be available for ordering through the BPAs until this process is complete and the platform this product operates on receives an ATO designation or it has been determined does not require one. Purchase this product today through GSA Advantage, but agencies will need to evaluate each product at the agency level to ensure it meets all agency-specific privacy, IT, and cyber supply chain requirements. | EVS-PKM100 | EVS-PKM100 | EV-Fast+ DC Fast Charger (100kW) | EV-Fast+ DC Fast Charger (100kW) | EA | 72997.4811 | 66654 | 8.69% | 1%>$100,000 | 90 calendar days | Standard/Dual Port different Connectors | Commercial | 100kw | 480VAC 3ph +/-10% Derating applied on low line level and phase imbalance | 0.95 | 2 | CCS & CHAdeMO combo | 12' to 20' | RFID, App, Credit Card | Yes | Standard | Yes | Yes | No | N/A | FCC | 2 years | RFID, App, Credit Card | WEX
47QMCA22A0010 | LIOCE GROUP INC., THE | Loop Global Inc. | No - Product is undergoing FedRAMP review and will not be available for ordering through the BPAs until this process is complete and the platform this product operates on receives an ATO designation or it has been determined does not require one. Purchase this product today through GSA Advantage, but agencies will need to evaluate each product at the agency level to ensure it meets all agency-specific privacy, IT, and cyber supply chain requirements. | EVS-PK150 | EVS-PK150 | EV-Fast+ DC Fast Charger (150kW) | EV-Fast+ DC Fast Charger (150kW) | EA | 76705.2897 | 70039.6 | 8.69% | 1%>$100,000 | 90 calendar days | Standard/Dual Port different Connectors | Commercial | 150kw | 480VAC 3ph +/-10% Derating applied on low line level and phase imbalance | 0.95 | 2 | CCS & CHAdeMO combo | 12' to 20' | RFID, App, Credit Card | Yes | Standard | Yes | Yes | No | N/A | FCC | 2 years | RFID, App, Credit Card | WEX
47QMCA22A0010 | LIOCE GROUP INC., THE | Loop Global Inc. | No - Product is undergoing FedRAMP review and will not be available for ordering through the BPAs until this process is complete and the platform this product operates on receives an ATO designation or it has been determined does not require one. Purchase this product today through GSA Advantage, but agencies will need to evaluate each product at the agency level to ensure it meets all agency-specific privacy, IT, and cyber supply chain requirements. | EVS-PKM360-PU | EVS-PKM360-PU | EV-Fast+ DC Fast Charger Power Unit (360kW) | EV-Fast+ DC Fast Charger Power Unit (360kW) | EA | 62801.0076 | 57343.6 | 8.69% | 1%>$100,000 | 90 calendar days | Standard/Dual Port different Connectors | Commercial | 360kw | N/A | N/A | N/A | N/A | N/A | N/A | Yes | N/A | N/A | N/A | N/A | N/A | N/A | N/A | N/A | N/A
47QMCA22A0010 | LIOCE GROUP INC., THE | Loop Global Inc. | No - Product is undergoing FedRAMP review and will not be available for ordering through the BPAs until this process is complete and the platform this product operates on receives an ATO designation or it has been determined does not require one. Purchase this product today through GSA Advantage, but agencies will need to evaluate each product at the agency level to ensure it meets all agency-specific privacy, IT, and cyber supply chain requirements. | EVS-RT175 | EVS-RT175 | EV-Boost DC Fast Charger (175kW) | EV-Boost DC Fast Charger (175kW) | EA | 128614.6096 | 117438 | 8.69% | 1%>$100,000 | 90 calendar days | Standard/Dual Port different Connectors | Commercial | N/A | N/A | N/A | N/A | N/A | N/A | N/A | Yes | N/A | N/A | N/A | N/A | N/A | N/A | N/A | N/A | N/A
47QMCA22A000X | SIEMENS INDUSTRY, INC. | SIEMENS | No - Product is undergoing FedRAMP review and will not be available for ordering through the BPAs until this process is complete and the platform this product operates on receives an ATO designation or it has been determined does not require one. Purchase this product today through GSA Advantage, but agencies will need to evaluate each product at the agency level to ensure it meets all agency-specific privacy, IT, and cyber supply chain requirements. | US2:VSCULT50SAG | N/A | L3 Ultra50 DC Fast Charger -50kW with 3 | L3 Ultra50 DC Fast Charger -50kW with 3 year warranty, RFID, Cellular ready (needs cell plan by customer) and optional credit card reader. Comes with 3 year warranty. | EA | 25414.35 | 25414.35 | 0% | 1-49 Units: 0% 50+ Units: 3% 100+ Units: 7% | 126 | CHadeMO and CCS (Type 1 or 2) | Commercial | 50 | 100A, 3 phase | >94% | 2 | CHadeMO and CCS (Type 1 or 2) | 12ft | RFID, credit card or QR code | Yes | Standard | Yes | Yes | No | Pedestal | CE, UL, CHAdeMO, RCM, FCC, IC UL2202 | The warranty (parts and labor) period will be 36 months from date of shipment. | RFID, Credit Card (Payter) and QR code for scanning | No but working on it
47QMCA22A000X | SIEMENS INDUSTRY, INC. | SIEMENS | No - Product is undergoing FedRAMP review and will not be available for ordering through the BPAs until this process is complete and the platform this product operates on receives an ATO designation or it has been determined does not require one. Purchase this product today through GSA Advantage, but agencies will need to evaluate each product at the agency level to ensure it meets all agency-specific privacy, IT, and cyber supply chain requirements. | US2:VSCULT175SAG | N/A | Ultra175 DC Fast Charger 1 of 2, User Un | Ultra175 DC Fast Charger 1 of 2, User Unit and Power Control cabinet- with 3 year warranty, RFID, Cellular ready (needs cell plan by customer) and supports optional credit card reader. Requires Power Control Cabinet. This unit ships in three boxes. | EA | 89353.7 | 89353.7 | 0% | 1-49 Units: 0% 50+ Units: 3% 100+ Units: 7% | 126 | CCS1 or CCS1 and CHAdeMO | Commercial | 175 | 225A, 3 phase | >96% at full load | 2 | CCS1 or CCS1 and CHAdeMO | 13.5ft, 4.1m | RFID, credit card or QR code | Yes | Standard | Yes | Yes | No | Pedestal | UL NRTL certification, UL2202, ISO 15118 (DIN 70121) FCC Class A | The warranty (parts and labor) period will be 36 months from date of shipment. | RFID, Credit Card (Payter) and QR code for scanning | No but working on it
47QMCA22A000Y | VERDEK, LLC | ABB E-mobility Inc. | No - EV Connect software is undergoing FedRAMP review and will not be available for ordering through the BPAs until this process is complete and the platform this product operates on receives an ATO designation or it has been determined does not require one. Purchase this product today through GSA Advantage, but agencies will need to evaluate each product at the agency level to ensure it meets all agency-specific privacy, IT, and cyber supply chain requirements. | (1) 6AGC070558 (1) 6AGC076522 | (1) 6AGC070558 (1) 6AGC076522 | HVC-150 - 150 kW 1 charger | HVC-150 - 150 kW DC Fast Charger rated up to 850 VDC, One 150 kW Power Cabinet and (1) Depot Charge Box with 23 foot CCS-1 cable, cellular modem, 2 year warranty | EA | 100408.06 | 95387.657 | 5% | N/A | Commercial | Commercial | Commercial | 150 | 480V | 95+ | 2 | CCS | 12 | RFID,Mobile App, Contactless Credit card, Apple Pay Google Pay | Yes | EV Connect | Yes | Yes | No | Pedestal | UL | 2 ys parts only | RFID,Mobile App, Contactless Credit card, Apple Pay Google Pay | Just Voyager
47QMCA22A000Y | VERDEK, LLC | ABB E-mobility Inc. | No - EV Connect software is undergoing FedRAMP review and will not be available for ordering through the BPAs until this process is complete and the platform this product operates on receives an ATO designation or it has been determined does not require one. Purchase this product today through GSA Advantage, but agencies will need to evaluate each product at the agency level to ensure it meets all agency-specific privacy, IT, and cyber supply chain requirements. | (1) 6AGC070558 (2) 6AGC076522 (1) 6AGC069251 | (1) 6AGC070558 (2) 6AGC076522 (1) 6AGC069251 | HVC-150 - 150 kW 2 charger | HVC-150 - 150 kW DC Fast Charger rated up to 850 VDC, One 150 kW Power Cabinet and (2) Depot Charge | EA | 135058.94 | 128305.993 | 5% | N/A | Commercial | Commercial | Commercial | 150 | 480V | 95+ | 2 | CCS | 12 | RFID,Mobile App, Contactless Credit card, Apple Pay Google Pay | Yes | EV Connect | Yes | Yes | No | Pedestal | UL | 2 ys parts only | RFID,Mobile App, Contactless Credit card, Apple Pay Google Pay | Just Voyager
47QMCA22A000Y | VERDEK, LLC | ABB E-mobility Inc. | No - EV Connect software is undergoing FedRAMP review and will not be available for ordering through the BPAs until this process is complete and the platform this product operates on receives an ATO designation or it has been determined does not require one. Purchase this product today through GSA Advantage, but agencies will need to evaluate each product at the agency level to ensure it meets all agency-specific privacy, IT, and cyber supply chain requirements. | (1) 6AGC070558 (3) 6AGC076522 (1) 6AGC069251 | (1) 6AGC070558 (3) 6AGC076522 (1) 6AGC069251 | HVC-150 - 150 kW 3 charger | HVC-150 - 150 kW DC Fast Charger rated up to 850 VDC, One 150 kW Power Cabinet and (3) Depot Charge | EA | 149223.17 | 141762.0115 | 5% | N/A | Commercial | Commercial | Commercial | 150 | 480V | 95+ | 2 | CCS | 13 | RFID,Mobile App, Contactless Credit card, Apple Pay Google Pay | Yes | EV Connect | Yes | Yes | No | Pedestal | UL | 2 ys parts only | RFID,Mobile App, Contactless Credit card, Apple Pay Google Pay | Just Voyager
47QMCA22A000Y | VERDEK, LLC | ABB E-mobility Inc. | No - EV Connect software is undergoing FedRAMP review and will not be available for ordering through the BPAs until this process is complete and the platform this product operates on receives an ATO designation or it has been determined does not require one. Purchase this product today through GSA Advantage, but agencies will need to evaluate each product at the agency level to ensure it meets all agency-specific privacy, IT, and cyber supply chain requirements. | 6AGC067631 | 6AGC067631 | Terra HP Power Cabinet | Terra HP Power Cabinet, 175 kWp and 375 A output, 480 VAC 60 Hz input. | EA | 75264.48 | 71501.256 | 5% | N/A | Commercial | Commercial | Commercial | 175 | 480V | 95+ | 2 | power cabinet | N/A | N/A | Yes | EV Connect | Yes | Yes | No | Pedestal | UL | 2 ys parts only | RFID,Mobile App, Contactless Credit card, Apple Pay Google Pay | Just Voyager
47QMCA22A000Y | VERDEK, LLC | ABB E-mobility Inc. | No - EV Connect software is undergoing FedRAMP review and will not be available for ordering through the BPAs until this process is complete and the platform this product operates on receives an ATO designation or it has been determined does not require one. Purchase this product today through GSA Advantage, but agencies will need to evaluate each product at the agency level to ensure it meets all agency-specific privacy, IT, and cyber supply chain requirements. | 6AGC067632 | 6AGC067632 | Terra HP Power Cabinet with Dynamic Power Sharing | Terra HP Power Cabinet with Dynamic DC power sharing, 175 kWp and 375 A output, 480 VAC 60 Hz input. cTUVus certified. 2 year warranty is included. | EA | 72713.05 | 69077.3975 | 5% | N/A | Commercial | Commercial | Commercial | 175 | 480V | 95+ | 2 | power cabinet | N/A | N/A | Yes | EV Connect | Yes | Yes | No | Pedestal | UL | 2 ys parts only | RFID,Mobile App, Contactless Credit card, Apple Pay Google Pay | Just Voyager
47QMCA22A000Y | VERDEK, LLC | ABB E-mobility Inc. | No - EV Connect software is undergoing FedRAMP review and will not be available for ordering through the BPAs until this process is complete and the platform this product operates on receives an ATO designation or it has been determined does not require one. Purchase this product today through GSA Advantage, but agencies will need to evaluate each product at the agency level to ensure it meets all agency-specific privacy, IT, and cyber supply chain requirements. | 6AGC079379 | 6AGC079379 | DCWB22 CJ SP | This 22.5 kW model with a 208/240 V single phase input and rated up to 920 VDC output features dual CCS, RFID, LED display | EA | 23166.15 | 22007.8425 | 5% | N/A | Commercial | Commercial | Commercial | 22 | 480V | 95+ | 2 | CCS & CHAdeMO combo | 23 | RFID,Mobile App, Contactless Credit card, Apple Pay Google Pay | Yes | EV Connect | Yes | Yes | No | Pedestal | UL | 2 ys parts only | RFID,Mobile App, Contactless Credit card, Apple Pay Google Pay | Just Voyager
47QMCA22A000Y | VERDEK, LLC | ABB E-mobility Inc. | No - EV Connect software is undergoing FedRAMP review and will not be available for ordering through the BPAs until this process is complete and the platform this product operates on receives an ATO designation or it has been determined does not require one. Purchase this product today through GSA Advantage, but agencies will need to evaluate each product at the agency level to ensure it meets all agency-specific privacy, IT, and cyber supply chain requirements. | 6AGC079381 | 6AGC079381 | DCWB22 C SP | This 22.5 kW model with a 208/240 V single phase input and rated up to 920 VDC output features a single CCS, RFID, LED display | EA | 20368.56 | 19350.132 | 5% | N/A | Commercial | Commercial | Commercial | 22 | 480V | 95+ | 1 | CCS | 23 | RFID,Mobile App, Contactless Credit card, Apple Pay Google Pay | Yes | EV Connect | Yes | Yes | No | Pedestal | UL | 2 ys parts only | RFID,Mobile App, Contactless Credit card, Apple Pay Google Pay | Just Voyager
47QMCA22A000Y | VERDEK, LLC | ABB E-mobility Inc. | No - EV Connect software is undergoing FedRAMP review and will not be available for ordering through the BPAs until this process is complete and the platform this product operates on receives an ATO designation or it has been determined does not require one. Purchase this product today through GSA Advantage, but agencies will need to evaluate each product at the agency level to ensure it meets all agency-specific privacy, IT, and cyber supply chain requirements. | 6AGC081362 | 6AGC081362 | DCWB24 CJ 3P | This 24 kW model with a 208/240 V single phase input and rated up to 920 VDC output features dual CCS, RFID, LED display | EA | 24363.48 | 23145.306 | 5% | N/A | Commercial | Commercial | Commercial | 24 | 480V | 95+ | 2 | CCS & CHAdeMO combo | 23 | RFID,Mobile App, Contactless Credit card, Apple Pay Google Pay | Yes | EV Connect | Yes | Yes | No | Pedestal | UL | 2 ys parts only | RFID,Mobile App, Contactless Credit card, Apple Pay Google Pay | Just Voyager
47QMCA22A000Y | VERDEK, LLC | ABB E-mobility Inc. | No - EV Connect software is undergoing FedRAMP review and will not be available for ordering through the BPAs until this process is complete and the platform this product operates on receives an ATO designation or it has been determined does not require one. Purchase this product today through GSA Advantage, but agencies will need to evaluate each product at the agency level to ensure it meets all agency-specific privacy, IT, and cyber supply chain requirements. | 6AGC081364 | 6AGC081364 | DCWB24 C 3P | This 24 kW model with a 208/240 V single phase input and rated up to 920 VDC output features a single CCS, RFID, LED display | EA | 20847.36 | 19804.992 | 5% | N/A | Commercial | Commercial | Commercial | 24 | 480V | 95+ | 2 | CCS | 23 | RFID,Mobile App, Contactless Credit card, Apple Pay Google Pay | Yes | EV Connect | Yes | Yes | No | Pedestal | UL | 2 ys parts only | RFID,Mobile App, Contactless Credit card, Apple Pay Google Pay | Just Voyager
47QMCA22A000Y | VERDEK, LLC | ABB E-mobility Inc. | No - EV Connect software is undergoing FedRAMP review and will not be available for ordering through the BPAs until this process is complete and the platform this product operates on receives an ATO designation or it has been determined does not require one. Purchase this product today through GSA Advantage, but agencies will need to evaluate each product at the agency level to ensure it meets all agency-specific privacy, IT, and cyber supply chain requirements. | 6AGC101327 | 6AGC101327 | Terra HP Gen 3 Charge Post, 1 CCS | Terra HP Gen 3 Charge Post, 500 A CCS1, 5.3 m cable with retraction system | EA | 46498.04 | 44173.138 | 5% | N/A | Commercial | Commercial | Commercial | 175 | 480V | 95+ | 2 | dispenser ccs/CHA | 17 | RFID,Mobile App, Contactless Credit card, Apple Pay Google Pay | Yes | EV Connect | Yes | Yes | No | Pedestal | UL | 2 ys parts only | RFID,Mobile App, Contactless Credit card, Apple Pay Google Pay | Just Voyager
47QMCA22A000Y | VERDEK, LLC | ABB E-mobility Inc. | No - EV Connect software is undergoing FedRAMP review and will not be available for ordering through the BPAs until this process is complete and the platform this product operates on receives an ATO designation or it has been determined does not require one. Purchase this product today through GSA Advantage, but agencies will need to evaluate each product at the agency level to ensure it meets all agency-specific privacy, IT, and cyber supply chain requirements. | 6AGC101329 | 6AGC101329 | Terra HP Gen 3 Charge Post | Terra HP Gen 3 Charge Post, 500 A CCS1 and 200 A CHAdeMO | EA | 43676.61 | 41492.7795 | 5% | N/A | Commercial | Commercial | Commercial | 175 | 480V | 95+ | 2 | dispenser ccs/CHA | 17 | RFID,Mobile App, Contactless Credit card, Apple Pay Google Pay | Yes | EV Connect | Yes | Yes | No | Pedestal | UL | 2 ys parts only | RFID,Mobile App, Contactless Credit card, Apple Pay Google Pay | Just Voyager
47QMCA22A000Y | VERDEK, LLC | ABB E-mobility Inc. | No - EV Connect software is undergoing FedRAMP review and will not be available for ordering through the BPAs until this process is complete and the platform this product operates on receives an ATO designation or it has been determined does not require one. Purchase this product today through GSA Advantage, but agencies will need to evaluate each product at the agency level to ensure it meets all agency-specific privacy, IT, and cyber supply chain requirements. | 6AGC102229 | 6AGC102229 | 180KW CCS | The Terra 184 C is a 180 kW DC fast charger rated up to 920 VDC with 1x 20 foot 200 amp CCS-1 cable connector | EA | 117782.57 | 111893.4415 | 5% | N/A | Commercial | Commercial | Commercial | 180 | 480V | 95+ | 2 | CCS | 20 | RFID,Mobile App, Contactless Credit card, Apple Pay Google Pay | Yes | EV Connect | Yes | Yes | No | Pedestal | UL | 2 ys parts only | RFID,Mobile App, Contactless Credit card, Apple Pay Google Pay | Just Voyager
47QMCA22A000Y | VERDEK, LLC | ABB E-mobility Inc. | No - EV Connect software is undergoing FedRAMP review and will not be available for ordering through the BPAs until this process is complete and the platform this product operates on receives an ATO designation or it has been determined does not require one. Purchase this product today through GSA Advantage, but agencies will need to evaluate each product at the agency level to ensure it meets all agency-specific privacy, IT, and cyber supply chain requirements. | 6AGC102236 | 6AGC102236 | 90KW Dual CCS/CHAdeMO | The Terra 94 CC is a 90 kW DC fast charger rated up to 920 VDC with 2x 20 ft 200 amp CCS-1 /CHAdeMO cable connectors | EA | 94202.12 | 89492.014 | 5% | N/A | Commercial | Commercial | Commercial | 90 | 480V | 95+ | 2 | CCS & CHAdeMO combo | 20 | RFID,Mobile App, Contactless Credit card, Apple Pay Google Pay | Yes | EV Connect | Yes | Yes | No | Pedestal | UL | 2 ys parts only | RFID,Mobile App, Contactless Credit card, Apple Pay Google Pay | Just Voyager
47QMCA22A000Y | VERDEK, LLC | ABB E-mobility Inc. | No - EV Connect software is undergoing FedRAMP review and will not be available for ordering through the BPAs until this process is complete and the platform this product operates on receives an ATO designation or it has been determined does not require one. Purchase this product today through GSA Advantage, but agencies will need to evaluate each product at the agency level to ensure it meets all agency-specific privacy, IT, and cyber supply chain requirements. | 6AGC102237 | 6AGC102237 | 120KW CCS/CHAdeMO | The Terra 124 CJ is a 120 kW DC fast charger rated up to 920 VDC with a 20 ft 200 amp CCS-1 cable | EA | 124820.8 | 118579.76 | 5% | N/A | Commercial | Commercial | Commercial | 120 | 480V | 95+ | 2 | CCS & CHAdeMO combo | 20 | RFID,Mobile App, Contactless Credit card, Apple Pay Google Pay | Yes | EV Connect | Yes | Yes | No | Pedestal | UL | 2 ys parts only | RFID,Mobile App, Contactless Credit card, Apple Pay Google Pay | Just Voyager
47QMCA22A000Y | VERDEK, LLC | ABB E-mobility Inc. | No - EV Connect software is undergoing FedRAMP review and will not be available for ordering through the BPAs until this process is complete and the platform this product operates on receives an ATO designation or it has been determined does not require one. Purchase this product today through GSA Advantage, but agencies will need to evaluate each product at the agency level to ensure it meets all agency-specific privacy, IT, and cyber supply chain requirements. | 6AGC102237 | 6AGC102237 | 180KW CCS/CHAdeMO | The Terra 184 CC is a 180 kW DC fast charger rated up to 920 VDC with 2x 20 ft 200 amp CCS-1 cable connectors in dual outlet configuration, and can charge 2 cars simultaneously up to 90 kW each | EA | 127364.37 | 120996.1515 | 5% | N/A | Commercial | Commercial | Commercial | 180 | 480V | 95+ | 2 | CCS & CHAdeMO combo | 20 | RFID,Mobile App, Contactless Credit card, Apple Pay Google Pay | Yes | EV Connect | Yes | Yes | No | Pedestal | UL | 2 ys parts only | RFID,Mobile App, Contactless Credit card, Apple Pay Google Pay | Just Voyager
47QMCA22A000Y | VERDEK, LLC | ABB E-mobility Inc. | No - EV Connect software is undergoing FedRAMP review and will not be available for ordering through the BPAs until this process is complete and the platform this product operates on receives an ATO designation or it has been determined does not require one. Purchase this product today through GSA Advantage, but agencies will need to evaluate each product at the agency level to ensure it meets all agency-specific privacy, IT, and cyber supply chain requirements. | 6AGC102238 | 6AGC102238 | 120KW CCS/CHAdeMO | The Terra 124 CJ is a 120 kW DC fast charger rated up to 920 VDC with a 20 ft 200 amp CCS-1 cable | EA | 103946.16 | 98748.852 | 5% | N/A | Commercial | Commercial | Commercial | 120 | 480V | 95+ | 2 | CCS & CHAdeMO combo | 20 | RFID,Mobile App, Contactless Credit card, Apple Pay Google Pay | Yes | EV Connect | Yes | Yes | No | Pedestal | UL | 2 ys parts only | RFID,Mobile App, Contactless Credit card, Apple Pay Google Pay | Just Voyager
47QMCA22A000Y | VERDEK, LLC | ABB E-mobility Inc. | No - EV Connect software is undergoing FedRAMP review and will not be available for ordering through the BPAs until this process is complete and the platform this product operates on receives an ATO designation or it has been determined does not require one. Purchase this product today through GSA Advantage, but agencies will need to evaluate each product at the agency level to ensure it meets all agency-specific privacy, IT, and cyber supply chain requirements. | 6AGC102239 | 6AGC102239 | 90KW Dual CCS | The Terra 94 CC is a 90 kW DC fast charger rated up to 920 VDC with 2x 20 ft 200 amp CCS-1 cable connectors | EA | 90566.81 | 86038.4695 | 5% | N/A | Commercial | Commercial | Commercial | 90 | 480V | 95+ | 2 | CCS | 20 | RFID,Mobile App, Contactless Credit card, Apple Pay Google Pay | Yes | EV Connect | Yes | Yes | No | Pedestal | UL | 2 ys parts only | RFID,Mobile App, Contactless Credit card, Apple Pay Google Pay | Just Voyager
47QMCA22A000Y | VERDEK, LLC | ABB E-mobility Inc. | No - EV Connect software is undergoing FedRAMP review and will not be available for ordering through the BPAs until this process is complete and the platform this product operates on receives an ATO designation or it has been determined does not require one. Purchase this product today through GSA Advantage, but agencies will need to evaluate each product at the agency level to ensure it meets all agency-specific privacy, IT, and cyber supply chain requirements. | 6AGC102240 | 6AGC102240 | 180KW CCS/CCS | The Terra 184 CC is a 180 kW DC fast charger rated up to 920 VDC with 2x 20 ft 200 amp CCS-1 cable connectors in dual outlet configuration, and can charge 2 cars simultaneously up to 90 kW each | EA | 122408.66 | 116288.227 | 5% | N/A | Commercial | Commercial | Commercial | 180 | 480V | 95+ | 2 | CCS | 20 | RFID,Mobile App, Contactless Credit card, Apple Pay Google Pay | Yes | EV Connect | Yes | Yes | No | Pedestal | UL | 2 ys parts only | RFID,Mobile App, Contactless Credit card, Apple Pay Google Pay | Just Voyager
47QMCA22A000Y | VERDEK, LLC | ABB E-mobility Inc. | No - EV Connect software is undergoing FedRAMP review and will not be available for ordering through the BPAs until this process is complete and the platform this product operates on receives an ATO designation or it has been determined does not require one. Purchase this product today through GSA Advantage, but agencies will need to evaluate each product at the agency level to ensure it meets all agency-specific privacy, IT, and cyber supply chain requirements. | AGC102241 | AGC102241 | 120KW CCS/CCS | The Terra 124 CJ is a 120 kW DC fast charger rated up to 920 VDC with 2 20 ft 200 amp CCS-1 cable | EA | 100275.97 | 95262.1715 | 5% | N/A | Commercial | Commercial | Commercial | 120 | 480V | 95+ | 2 | CCS | 20 | RFID,Mobile App, Contactless Credit card, Apple Pay Google Pay | Yes | EV Connect | Yes | Yes | No | Pedestal | UL | 2 ys parts only | RFID,Mobile App, Contactless Credit card, Apple Pay Google Pay | Just Voyager
47QMCA22A000Y | VERDEK, LLC | ABB E-mobility Inc. | No - EV Connect software is undergoing FedRAMP review and will not be available for ordering through the BPAs until this process is complete and the platform this product operates on receives an ATO designation or it has been determined does not require one. Purchase this product today through GSA Advantage, but agencies will need to evaluate each product at the agency level to ensure it meets all agency-specific privacy, IT, and cyber supply chain requirements. | T54HV C | T54HV C | Terra 54 50KW Single | ABB’s Terra 54HV C DC fast charger has been designed to support 50 kW continuous charging for vehicles with battery voltages requiring up to 920 VDC with one 20 foot long CCS1 charging cable | EA | 46194.46 | 43884.737 | 5% | N/A | Commercial | Commercial | Commercial | 50 | 480V | 95+ | 1 | CCS | 20 | RFID,Mobile App, Contactless Credit card, Apple Pay Google Pay | Yes | EV Connect | Yes | Yes | No | Pedestal | UL | 2 ys parts only | RFID,Mobile App, Contactless Credit card, Apple Pay Google Pay | Just Voyager
47QMCA22A000Y | VERDEK, LLC | ABB E-mobility Inc. | No - EV Connect software is undergoing FedRAMP review and will not be available for ordering through the BPAs until this process is complete and the platform this product operates on receives an ATO designation or it has been determined does not require one. Purchase this product today through GSA Advantage, but agencies will need to evaluate each product at the agency level to ensure it meets all agency-specific privacy, IT, and cyber supply chain requirements. | T54HV CJ | T54HV CJ | Terra 54 50KW Cr | ABB’s Terra 54HV CJ DC fast charger has been designed to support 50 kW continuous charging for vehicles with battery voltages requiring up to 920 VDC with with one 20 foot long CCS1 charging cable and one 20 foot long CHAdeMO charging cable | EA | 49354.37 | 46886.6515 | 5% | N/A | Commercial | Commercial | Commercial | 50 | 480V | 95+ | 2 | CCS & CHAdeMO combo | 20 | RFID,Mobile App, Contactless Credit card, Apple Pay Google Pay | Yes | EV Connect | Yes | Yes | No | Pedestal | UL | 2 ys parts only | RFID,Mobile App, Contactless Credit card, Apple Pay Google Pay | Just Voyager
47QMCA22A000Y | VERDEK, LLC | ChargePoint | Yes - comes with ChargePoint Software | CPE250C-625-CCS1-200A-CHD | CPE250C-625-CCS1-200A-CHD | 62.5KW | ChargePoint Express 250 Station (62.5 kW) | EA | 49249.37 | 48264.3826 | 2% | N/A | Commercial | Commercial | Commercial | 62.5 | 480V | 95+ | 2 | CCS & CHAdeMO combo | 14 | RFID,Mobile App, Contactless Credit card, Apple Pay Google Pay | Yes | Chargepoint | Yes | Yes | No | Pedestal | UL | 1 ys parts only | RFID,Mobile App, Contactless Credit card, Apple Pay Google Pay | Yes - both
47QMCA22A000Y | VERDEK, LLC | ChargePoint | Yes - comes with ChargePoint Software | CPE250C-625-CCS1-200A-CHD-FHWA | CPE250C-625-CCS1-200A-CHD-FHWA | 62.5KW Buy America | BUY AMERICA FHWA compliant. ChargePoint Express 250 Station (62.5 kW) | EA | 56608.36 | 55476.1928 | 2% | N/A | Commercial | Commercial | Commercial | 62.5 | 480V | 95+ | 2 | CCS & CHAdeMO combo | 14 | RFID,Mobile App, Contactless Credit card, Apple Pay Google Pay | Yes | Chargepoint | Yes | Yes | No | Pedestal | UL | 1 ys parts only | RFID,Mobile App, Contactless Credit card, Apple Pay Google Pay | Yes - both
47QMCA22A000Y | VERDEK, LLC | ChargePoint | Yes - comes with ChargePoint Software | CPE250C-625-CCS1-200A-CHD-FTA | CPE250C-625-CCS1-200A-CHD-FTA | 62.5KW Buy America | BUY AMERICA FTA compliant. ChargePoint Express 250 Station (62.5 kW) | EA | 55400.81 | 54292.7938 | 2% | N/A | Commercial | Commercial | Commercial | 62.5 | 480V | 95+ | 2 | CCS & CHAdeMO combo | 14 | RFID,Mobile App, Contactless Credit card, Apple Pay Google Pay | Yes | Chargepoint | Yes | Yes | No | Pedestal | UL | 1 ys parts only | RFID,Mobile App, Contactless Credit card, Apple Pay Google Pay | Yes - both
47QMCA22A000Y | VERDEK, LLC | ChargePoint | Yes - comes with ChargePoint Software | CPE250C-625-CCS1-200A-FHWA | CPE250C-625-CCS1-200A-FHWA | 62.5KW Buy America | BUY AMERICA FHWA compliant. ChargePoint Express 250 Station (62.5 kW) | EA | 58347.66 | 57180.7068 | 2% | N/A | Commercial | Commercial | Commercial | 62.5 | 480V | 95+ | 2 | CCS & CHAdeMO combo | 14 | RFID,Mobile App, Contactless Credit card, Apple Pay Google Pay | Yes | Chargepoint | Yes | Yes | No | Pedestal | UL | 1 ys parts only | RFID,Mobile App, Contactless Credit card, Apple Pay Google Pay | Yes - both
47QMCA22A000Y | VERDEK, LLC | ChargePoint | Yes - comes with ChargePoint Software | CPE250C-625-CCS1-200A-FTA | CPE250C-625-CCS1-200A-FTA | 62.5KW Buy America | BUY AMERICA FTA compliant. ChargePoint Express 250 Station (62.5 kW) | EA | 58347.66 | 57180.7068 | 2% | N/A | Commercial | Commercial | Commercial | 62.5 | 480V | 95+ | 2 | CCS & CHAdeMO combo | 14 | RFID,Mobile App, Contactless Credit card, Apple Pay Google Pay | Yes | Chargepoint | Yes | Yes | No | Pedestal | UL | 1 ys parts only | RFID,Mobile App, Contactless Credit card, Apple Pay Google Pay | Yes - both
47QMCA22A000Y | VERDEK, LLC | ChargePoint | Yes - comes with ChargePoint Software | CPE250C-625-CCS1-CHD | N/A | CPE250C-625-CCS1-200A-CDH | CHARGEPOINT 62.4KW DUAL DC CHARGER WITH COMBO AND CHADEMO CONNECTORS | EA | 51345.09 | 50318.1882 | 2% | N/A | Commercial | Commercial | Commercial | 62.5 | 480V | 95+ | 2 | CCS & CHAdeMO combo | 14 | RFID,Mobile App, Contactless Credit card, Apple Pay Google Pay | Yes | Chargepoint | Yes | Yes | No | Pedestal | UL | 1 ys parts only | RFID,Mobile App, Contactless Credit card, Apple Pay Google Pay | Yes - both
47QMCA22A000Y | VERDEK, LLC | ChargePoint | Yes - comes with ChargePoint Software | CPE250C-625-CCS1-CHD | CPE250C-625-CCS1-CHD | 62.5 KW | ChargePoint Express 250 Station (62.5 kW) | EA | 49249.37 | 48264.3826 | 2% | N/A | Commercial | Commercial | Commercial | 62.5 | 480V | 95+ | 2 | CCS & CHAdeMO combo | 14 | RFID,Mobile App, Contactless Credit card, Apple Pay Google Pay | Yes | Chargepoint | Yes | Yes | No | Pedestal | UL | 1 ys parts only | RFID,Mobile App, Contactless Credit card, Apple Pay Google Pay | Yes - both
47QMCA22A000Y | VERDEK, LLC | ChargePoint | Yes - comes with ChargePoint Software | EXPP-PB1000-500A-PD | EXPP-PB1000-500A-PD | Power Unit | The Power Block is the physical enclosure for Power Modules. A Power Block can hold up to 5 Power Modules, Power Modules sold separately. EXPP-BLOCK-500A-PD is rated for 500A. The Power Block Mounting Kit (EXPP-BLOCK-CMT) is required but not included. | EA | 28694.01 | 28407.0699 | 1% | N/A | Commercial | Commercial | Commercial | 40-200 | 480V | 95+ | N/A | Power Block | N/A | N/A | Yes | Chargepoint | Yes | Yes | No | Pedestal | UL | 1 ys parts only | RFID,Mobile App, Contactless Credit card, Apple Pay Google Pay | Yes - both
47QMCA22A000Y | VERDEK, LLC | ChargePoint | Yes - comes with ChargePoint Software | EXPP-PB1000-500A-PD-FHWA | EXPP-PB1000-500A-PD-FHWA | Power Unit | BUY AMERICA FHWA compliant. The Power Block is the physical enclosure for Power Modules. A Power Block can hold up to 5 Power Modules, Power Modules sold separately. EXPP-BLOCK-500A-PD is rated for 500A. The Power Block Mounting Kit (EXPP-BLOCK-CMT) is required but not included. | EA | 31320.91 | 31007.7009 | 1% | N/A | Commercial | Commercial | Commercial | 40-200 | 480V | 95+ | N/A | Power Block | N/A | N/A | Yes | Chargepoint | Yes | Yes | No | Pedestal | UL | 1 ys parts only | RFID,Mobile App, Contactless Credit card, Apple Pay Google Pay | Yes - both
47QMCA22A000Y | VERDEK, LLC | ChargePoint | Yes - comes with ChargePoint Software | EXPP-PB1000-CMT | EXPP-PB1000-CMT | Power Unit | Metal bracket required for proper alignment of conduits and bolt locations for positioning CP Express Power Block. Required for Power Block. Power Block sold separately. | EA | 398.99 | 395.0001 | 1% | N/A | Commercial | Commercial | Commercial | 40-200 | 480V | 95+ | N/A | Power Block | N/A | N/A | Yes | Chargepoint | Yes | Yes | No | Pedestal | UL | 1 ys parts only | RFID,Mobile App, Contactless Credit card, Apple Pay Google Pay | Yes - both
47QMCA22A000Y | VERDEK, LLC | ChargePoint | Yes - comes with ChargePoint Software | EXPP-PL1011A-5A1S1 | EXPP-PL1011A-5A1S1 | Dispenser | Express Plus Power Link PL1000 series, North America, 1x CCS1 350A 4.5m cable, 1 Holster, 2.4m Cable management kit, Pedestal, 200mm (8") Touch Display, Camera, ChargePoint signage, Contactless credit card and RFID reader, Cellular/Wi-Fi, UL listed, 1 year warranty. Requires at least one Power Block with Power Modules | EA | 24747.51 | 24500.0349 | 1% | N/A | Commercial | Commercial | Commercial | 40-200 | 480V | 95+ | 1 | CCS | 14 | RFID,Mobile App, Contactless Credit card, Apple Pay Google Pay | Yes | Chargepoint | Yes | Yes | No | Pedestal | UL | 1 ys parts only | RFID,Mobile App, Contactless Credit card, Apple Pay Google Pay | Yes - both
47QMCA22A000Y | VERDEK, LLC | ChargePoint | Yes - comes with ChargePoint Software | EXPP-PL1011A-5A1S1-FHWA | EXPP-PL1011A-5A1S1-FHWA | Dispenser | BUY AMERICA FHWA compliant. Express Plus Power Link PL1000 series, North America, 1x CCS1 350A 4.5m cable, 1 Holster, 2.4m Cable management kit, Pedestal, 200mm (8") Touch Display, ChargePoint signage, Contactless credit card and RFID reader, Cellular/Wi-Fi, UL listed, 1 year warranty. Requires at least one Power Block with Power Modules | EA | 27330.98 | 27057.6702 | 1% | N/A | Commercial | Commercial | Commercial | 40-200 | 480V | 95+ | 1 | CCS | 14 | RFID,Mobile App, Contactless Credit card, Apple Pay Google Pay | Yes | Chargepoint | Yes | Yes | No | Pedestal | UL | 1 ys parts only | RFID,Mobile App, Contactless Credit card, Apple Pay Google Pay | Yes - both
47QMCA22A000Y | VERDEK, LLC | ChargePoint | Yes - comes with ChargePoint Software | EXPP-PL1011A-5A1S1-FHWA-MS | EXPP-PL1011A-5A1S1-FHWA-MS | Dispenser | BUY AMERICA FHWA compliant. Express Plus Power Link PL1000 series, North America, 1x CCS1 350A 4.5m cable, 1 Holster, 2.4m Cable management kit, Pedestal, 200mm (8") Touch Display, ChargePoint signage, Contactless credit card and RFID reader, Cellular/Wi-Fi, UL listed, Maintenance switch, 1 year warranty. Requires at least one Power Block with Power Modules | EA | 30872.04 | 30563.3196 | 1% | N/A | Commercial | Commercial | Commercial | 40-200 | 480V | 95+ | 1 | CCS | 14 | RFID,Mobile App, Contactless Credit card, Apple Pay Google Pay | Yes | Chargepoint | Yes | Yes | No | Pedestal | UL | 1 ys parts only | RFID,Mobile App, Contactless Credit card, Apple Pay Google Pay | Yes - both
47QMCA22A000Y | VERDEK, LLC | ChargePoint | Yes - comes with ChargePoint Software | EXPP-PL1011A-5A1S1-MS | EXPP-PL1011A-5A1S1-MS | Dispenser | Express Plus Power Link PL1000 series, North America, 1x CCS1 350A 4.5m cable, 1 Holster, 2.4m Cable management kit, Pedestal, 200mm (8") Touch Display, ChargePoint signage, Contactless credit card and RFID reader, Cellular/Wi-Fi, UL listed, Maintenance switch, 1 year warranty. Requires at least one Power Block with Power Modules | EA | 27929.47 | 27650.1753 | 1% | N/A | Commercial | Commercial | Commercial | 40-200 | 480V | 95+ | 1 | CCS | 14 | RFID,Mobile App, Contactless Credit card, Apple Pay Google Pay | Yes | Chargepoint | Yes | Yes | No | Pedestal | UL | 1 ys parts only | RFID,Mobile App, Contactless Credit card, Apple Pay Google Pay | Yes - both
47QMCA22A000Y | VERDEK, LLC | ChargePoint | Yes - comes with ChargePoint Software | EXPP-PL1021A-5A1S1-2A3S1 | EXPP-PL1021A-5A1S1-2A3S1 | Dispenser | Express Plus Power Link PL1000 series, North America, 1x CCS1 350A 4.5m cable, 1x CHAdeMO 200A 4.5m cable, 2 Holsters, 2.4m Cable management kit, Pedestal, 200mm (8") Touch Display, Camera, ChargePoint signage, Contactless credit card and RFID reader, Cellular/Wi-Fi, UL listed, Single input, 1 year warranty. Requires at least one Power Block with Power Modules | EA | 29325.94 | 29032.6806 | 1% | N/A | Commercial | Commercial | Commercial | 40-200 | 480V | 95+ | 2 | CCS & CHAdeMO combo | 14 | RFID,Mobile App, Contactless Credit card, Apple Pay Google Pay | Yes | Chargepoint | Yes | Yes | No | Pedestal | UL | 1 ys parts only | RFID,Mobile App, Contactless Credit card, Apple Pay Google Pay | Yes - both
47QMCA22A000Y | VERDEK, LLC | ChargePoint | Yes - comes with ChargePoint Software | EXPP-PL1021A-5A1S1-2A3S1-FHWA | EXPP-PL1021A-5A1S1-2A3S1-FHWA | Dispenser | BUY AMERICA FHWA compliant. Express Plus Power Link PL1000 series, North America, 1x CCS1 350A 4.5m cable, 1x CHAdeMO 200A 4.5m cable, 2 Holsters, 2.4m Cable management kit, Pedestal, 200mm (8") Touch Display, Camera, ChargePoint signage, Contactless credit card and RFID reader, Cellular/Wi-Fi, UL listed, Single input, 1 year warranty. Requires at least one Power Block with Power Modules | EA | 31016.68 | 30706.5132 | 1% | N/A | Commercial | Commercial | Commercial | 40-200 | 480V | 95+ | 2 | CCS & CHAdeMO combo | 14 | RFID,Mobile App, Contactless Credit card, Apple Pay Google Pay | Yes | Chargepoint | Yes | Yes | No | Pedestal | UL | 1 ys parts only | RFID,Mobile App, Contactless Credit card, Apple Pay Google Pay | Yes - both
47QMCA22A000Y | VERDEK, LLC | ChargePoint | Yes - comes with ChargePoint Software | EXPP-PL1021A-5A1S1-2A3S1-FHWA-MS | EXPP-PL1021A-5A1S1-2A3S1-FHWA-MS | Dispenser | BUY AMERICA FHWA compliant. Express Plus Power Link PL1000 series, North America, 1x CCS1 350A 4.5m cable, 1x CHAdeMO 200A 4.5m cable, 2 Holsters, 2.4m Cable management kit, Pedestal, 200mm (8") Touch Display, Camera, ChargePoint signage, Contactless credit card and RFID reader, Cellular/Wi-Fi, UL listed, Single input, Maintenance switch, 1 year warranty. Requires at least one Power Block with Power Modules | EA | 31453.3 | 31138.767 | 1% | N/A | Commercial | Commercial | Commercial | 40-200 | 480V | 95+ | 2 | CCS & CHAdeMO combo | 14 | RFID,Mobile App, Contactless Credit card, Apple Pay Google Pay | Yes | Chargepoint | Yes | Yes | No | Pedestal | UL | 1 ys parts only | RFID,Mobile App, Contactless Credit card, Apple Pay Google Pay | Yes - both
47QMCA22A000Y | VERDEK, LLC | ChargePoint | Yes - comes with ChargePoint Software | EXPP-PL1021A-5A1S1-2A3S1-MS | EXPP-PL1021A-5A1S1-2A3S1-MS | Dispenser | Express Plus Power Link PL1000 series, North America, 1x CCS1 350A 4.5m cable, 1x CHAdeMO 200A 4.5m cable, 2 Holsters, 2.4m Cable management kit, Pedestal, 200mm (8") Touch Display, Camera, ChargePoint signage, Contactless credit card and RFID reader, Cellular/Wi-Fi, UL listed, Single input, Maintenance switch, 1 year warranty. Requires at least one Power Block with Power Modules | EA | 28886.65 | 28597.7835 | 1% | N/A | Commercial | Commercial | Commercial | 40-200 | 480V | 95+ | 2 | CCS & CHAdeMO combo | 14 | RFID,Mobile App, Contactless Credit card, Apple Pay Google Pay | Yes | Chargepoint | Yes | Yes | No | Pedestal | UL | 1 ys parts only | RFID,Mobile App, Contactless Credit card, Apple Pay Google Pay | Yes - both
47QMCA22A000Y | VERDEK, LLC | ChargePoint | Yes - comes with ChargePoint Software | EXPP-PM-40KW | EXPP-PM-40KW | Power Unit | 40 kW Power Module for use in Power Block (Priced per power module) NOTE: (1=40kW, 2=80kW, 3=120kW, 4=160kW, 5=200kW) | EA | 13259.45 | 13126.8555 | 1% | N/A | Commercial | Commercial | Commercial | 40-200 | 480V | 95+ | N/A | Power Block | N/A | N/A | Yes | Chargepoint | Yes | Yes | No | Pedestal | UL | 1 ys parts only | RFID,Mobile App, Contactless Credit card, Apple Pay Google Pay | Yes - both
47QMCA22A000Y | VERDEK, LLC | Efacec USA | Yes - comes with ChargePoint Software | Efacec Q45 | N/A | EFACEC Q45 | Efacec Q45 FDC ChargePoint Enabled 50kW dual port Combo & CHAdeMO / 1 Year Network license | EA | 32654.16 | 32001.08 | 2% | N/A | Commercial | Commercial | Commercial | 50 | 480V 3Ph | 95+ | 2 | CCS & CHAdeMO combo | 14 | RFID,Mobile App, Contactless Credit card, Apple Pay Google Pay | Yes | Chargepoint, EV Connect, EVGateway | Yes | Yes | No | Pedestal | UL | 2 yr parts only | RFID,Mobile App, Contactless Credit card, Apple Pay Google Pay | Yes - both
47QMCA22A000Y | VERDEK, LLC | ChargePoint | Yes - comes with ChargePoint Software | CPE280-625-NA-3A1S1 | CPE280-625-NA-3A1S1 | CPE280 62.5KW Single CCS1 | CPE280 62.5KW Single CCS1 | EA | 47153.65 | 46682.1135 | 1% | N/A | Commercial | Commercial | Commercial | 62.5 | 480V 3Ph | 95+ | 1 | CCS | 14 | RFID,Mobile App, Contactless Credit card, Apple Pay Google Pay | Yes | Chargepoint | Yes | Yes | No | Pedestal | UL | 1 ys parts only | RFID,Mobile App, Contactless Credit card, Apple Pay Google Pay | Yes - both
47QMCA22A000Y | VERDEK, LLC | ChargePoint | Yes - comes with ChargePoint Software | CPE280-625-NA-3A1S1-1A3S1 | CPE280-625-NA-3A1S1-1A3S1 | CPE 280 62.5KW Dual CCS1/CHAdeMO | CPE 280 62.5KW Dual CCS1/CHAdeMO | EA | 47153.65 | 46682.1135 | 1% | N/A | Commercial | Commercial | Commercial | 62.5 | 480V 3Ph | 95+ | 2 | CCS & CHAdeMO combo | 14 | RFID,Mobile App, Contactless Credit card, Apple Pay Google Pay | Yes | Chargepoint | Yes | Yes | No | Pedestal | UL | 1 ys parts only | RFID,Mobile App, Contactless Credit card, Apple Pay Google Pay | Yes - both
47QMCA22A000Y | VERDEK, LLC | ChargePoint | Yes - comes with ChargePoint Software | CPE280-800-NA-3A1S1 | CPE280-800-NA-3A1S1 | CPE280 80KW Single CCS1 | CPE280 80KW Single CCS1 | EA | 47607.05 | 47130.9795 | 1% | N/A | Commercial | Commercial | Commercial | 80 | 480V 3Ph | 95+ | 1 | CCS | 14 | RFID,Mobile App, Contactless Credit card, Apple Pay Google Pay | Yes | Chargepoint | Yes | Yes | No | Pedestal | UL | 1 ys parts only | RFID,Mobile App, Contactless Credit card, Apple Pay Google Pay | Yes - both
47QMCA22A000Y | VERDEK, LLC | ChargePoint | Yes - comes with ChargePoint Software | CPE280-800-NA-3A1S1-1A3S1 | CPE280-800-NA-3A1S1-1A3S1 | CPE 280KW 80KW Dual CCS1/CHAdeMO | CPE 280KW 80KW Dual CCS1/CHAdeMO | EA | 50100.76 | 49599.7524 | 1% | N/A | Commercial | Commercial | Commercial | 80 | 480V 3Ph | 95+ | 2 | CCS & CHAdeMO combo | 14 | RFID,Mobile App, Contactless Credit card, Apple Pay Google Pay | Yes | Chargepoint | Yes | Yes | No | Pedestal | UL | 1 ys parts only | RFID,Mobile App, Contactless Credit card, Apple Pay Google Pay | Yes - both
47QMCA22A000Y | VERDEK, LLC | ChargePoint | Yes - comes with ChargePoint Software | CPE280-800-NA-3A1S1-3A1S1 | CPE280-800-NA-3A1S1-3A1S1 | CPE 280KW 80KW Dual CCS1/CCS1 | CPE 280KW 80KW Dual CCS1/CCS1 | EA | 50100.76 | 49599.7524 | 1% | N/A | Commercial | Commercial | Commercial | 80 | 480V 3Ph | 95+ | 2 | CCS/CCS | 14 | RFID,Mobile App, Contactless Credit card, Apple Pay Google Pay | Yes | Chargepoint | Yes | Yes | No | Pedestal | UL | 1 ys parts only | RFID,Mobile App, Contactless Credit card, Apple Pay Google Pay | Yes - both

## CLIN 0004 - EVSE SolarOff-grid
BPA Number | Organization Name | MANUFACTURER NAME | Available for Order Through BPA Today | MFR PART NO | DEALER PART NO (if applicable) | PRODUCT NAME | PRODUCT DESCRIPTION | UOI | DISCOUNT PRICE OFFERED TO GSA (including IFF) | BPA Price Offered | BPA Discount to MAS | Additional Quantity/Volume Discounts | Output (kW) | Input Current | Efficiency (%) | Energy Star (Level 2 ONLY) (Y/N) | Number of Ports | Vehicle Connector Types | Charging Level | Charging Cord Length (ft) | Method of Initiating Charge / Authentication (RFID, Mobile App, QR Code etc.) If multiple list all | Networked Station (Y/N) | If Networked, Preferred or Standard Network | OCPP 1.6J- Compliant (Y/N) | OCPP 1.6J- Compliant (If N, explain level of effort required (Cost/Ease) to switch to a different network. | V2G Capable | Mount Type | Safety and Compliance (specify applicable certifications & ratings) | Warranty (Description, coverage & duration)--provide link if available | Payment Mechanism (Credit Card Swipe, RFID, App, etc.) Please list all that apply | WEX or Voyager Credit Card Accepted? | If Networked, meets security requirements (See Appendix A, Statement of Work, par. 7.4) | Is Power Management Software included or priced separately? | Link | Comment/Description
47QMCA22A0004 | Beam Global | Beam Global | YES | ARC-CP4013 | N/A | EV ARC 2020 with ChargePoint Networked EV Charger model CT-4013 | The EV ARC 2020 generates power with a 4.4kW array and is the most powerful model we have ever released. Equipped with our patented BeamTrak solar tracking system. Included in the base unit price is a 12-month Operation & Maintenance Plan with wireless remote monitoring. ChargePoint Networked EV Chargers. Pedestal-mount system equipped with LCD screen and compatible with the ChargePoint Network, allowing for specialized pricing policies/access controls, generation of usage/energy reports, etc. Model: CT-4013-GW1 One Plug, type J177 with power per outlet of 3.8kW. Includes Transformer ARC upgrade that stows EV ARC for easier transport. | EA | 69000.82 | 68828.3179 | 0.25% | additional 0.75% is offered at 100 units or more on one Purchase Order | 90 DARO | Global | Commercial | 1 port - 5.76kW max single port power | N/A--the EV ARC system is off grid | 91.2% efficiency (solar to charger) | 1 | SAE J-1772 | 18 ft | RFID, mobile app, contactless credit card | Yes | Standard | Yes | Yes | No | EV ARC systems are off-grid and fit in a standard parking spot; the EV charger is mounted on the EV ARC mounting column. | EV ARC systems are wind rated to 160mph; Inverter UL1741-2010/2018, IEEE1547a-2003/2014, FCC 15 class B, UL1741SA, CA Rule 21, HECO Rule 14H; Solar Panels UL 1703, IEC 61215, IEC 61730; Battery UL1642, BMS and Components Demonstrated to UL2271; EVSE UL2594 and UL2231 | Beam EV ARC 2020 Product Warranty: 1-year manufacturer warranty warrants the product(s) sold by it to be free from defects in materials and workmanship for a period of 12 months from the date of delivery. Additionally, the manufacturer’s warranties for many major components of the product are passed through to the customer as follows: • Inverter – 10 year limited warranty (5 years on LCD screen and Fans) • Battery – 5 year warranty, plus 5 additional years on the cells only • High power 360w or equivalent PV Modules – 25-year warranty with a maximum performance degradation of 0.25%/yr over the course of 25 years • Wireless Communications – 3-year product warranty • DC-DC Converter – 2-year limited warranty | Contactless Credit Card, RFID, Tap to Pay with Mobile app, call center, roaming | Yes - both | Included | https://beamforall.com/product/ev-arc-2020/
47QMCA22A0004 | Beam Global | Beam Global | YES | ARC-CP4023 | N/A | EV ARC 2020 with ChargePoint Networked EV Charger model: CT-4023 | The EV ARC 2020 generates power with a 4.4kW array and is the most powerful model we have ever released. Equipped with our patented BeamTrak solar tracking system. Included in the base unit price is a 12-month Operation & Maintenance Plan with wireless remote monitoring. ChargePoint Networked EV Chargers. Pedestal-mount system equipped with LCD screen and compatible with the ChargePoint Network, allowing for specialized pricing policies/access controls, generation of usage/energy reports, etc. Model: CT-4023-GW1 w/ CT4000 PMGMT Dual plug, type J177 2 with 17 cords, power management control, and power per outlet of 1.9 3.8 kW . Includes Transformer ARC upgrade that stows EV ARC for easier transport. | EA | 71672.3 | 71493.1193 | 0.25% | additional 0.75% is offered at 100 units or more on one Purchase Order | 90 DARO | Global | Commercial | 2 ports - 2.88kW - 5.76kW of power per plug | N/A--the EV ARC system is off grid | 91.2% efficiency (solar to charger) | 2 | SAE J-1772 | 18 ft | RFID, mobile app, contactless credit card | Yes | Standard | Yes | Yes | No | EV ARC systems are off-grid and fit in a standard parking spot; the EV charger is mounted on the EV ARC mounting column. | EV ARC systems are wind rated to 160mph; Inverter UL1741-2010/2018, IEEE1547a-2003/2014, FCC 15 class B, UL1741SA, CA Rule 21, HECO Rule 14H; Solar Panels UL 1703, IEC 61215, IEC 61730; Battery UL1642, BMS and Components Demonstrated to UL2271; EVSE UL2594 and UL2231 | Beam EV ARC 2020 Product Warranty: 1-year manufacturer warranty warrants the product(s) sold by it to be free from defects in materials and workmanship for a period of 12 months from the date of delivery. Additionally, the manufacturer’s warranties for many major components of the product are passed through to the customer as follows: • Inverter – 10 year limited warranty (5 years on LCD screen and Fans) • Battery – 5 year warranty, plus 5 additional years on the cells only • High power 360w or equivalent PV Modules – 25-year warranty with a maximum performance degradation of 0.25%/yr over the course of 25 years • Wireless Communications – 3-year product warranty • DC-DC Converter – 2-year limited warranty | Contactless Credit Card, RFID, Tap to Pay with Mobile app, call center, roaming | Yes - both | Included | https://beamforall.com/product/ev-arc-2020/

## CLIN 0005 - EVSE Portable
BPA Number | Organization Name | MANUFACTURER NAME | Available for Order Through BPA Today | MFR PART NO | DEALER PART NO (if applicable) | PRODUCT NAME | PRODUCT DESCRIPTION | UOI | DISCOUNT PRICE OFFERED TO GSA (including IFF) | BPA Price Offered | BPA Discount to MAS | Additional Quantity/Volume Discounts
47QMCA22A0004 | Beam Global | Beam Global | YES | ARC-CP4013 | N/A | EV ARC 2020 with ChargePoint Networked EV Charger model CT-4013 | The EV ARC 2020 generates power with a 4.4kW array and is the most powerful model we have ever released. Equipped with our patented BeamTrak solar tracking system. Included in the base unit price is a 12-month Operation & Maintenance Plan with wireless remote monitoring. ChargePoint Networked EV Chargers. Pedestal-mount system equipped with LCD screen and compatible with the ChargePoint Network, allowing for specialized pricing policies/access controls, generation of usage/energy reports, etc. Model: CT-4013-GW1 One Plug, type J177 with power per outlet of 3.8kW. Includes Transformer ARC upgrade that stows EV ARC for easier transport. | EA | 69000.82 | 68828.3179 | 0.25% | additional 0.75% is offered at 100 units or more on one Purchase Order
47QMCA22A0004 | Beam Global | Beam Global | YES | ARC-CP4023 | N/A | EV ARC 2020 with ChargePoint Networked EV Charger model: CT-4023 | The EV ARC 2020 generates power with a 4.4kW array and is the most powerful model we have ever released. Equipped with our patented BeamTrak solar tracking system. Included in the base unit price is a 12-month Operation & Maintenance Plan with wireless remote monitoring. ChargePoint Networked EV Chargers. Pedestal-mount system equipped with LCD screen and compatible with the ChargePoint Network, allowing for specialized pricing policies/access controls, generation of usage/energy reports, etc. Model: CT-4023-GW1 w/ CT4000 PMGMT Dual plug, type J177 2 with 17 cords, power management control, and power per outlet of 1.9 3.8 kW . Includes Transformer ARC upgrade that stows EV ARC for easier transport. | EA | 71672.3 | 71493.1193 | 0.25% | additional 0.75% is offered at 100 units or more on one Purchase Order
47QMCA22A000Y | VERDEK, LLC | BP Pulse | Yes | GSA-BDL-HLX-DC50-MB-2 | GSA-BDL-HLX-DC50-MB-2 | BP Pulse 50KW Heliox | BP Pulse 50KW Heliox | EA | 50005.64 | 50005.64 | 0% | N/A
47QMCA22A000Y | VERDEK, LLC | EVOCHARGE | Yes | EVD0505M1 | EVD0505M1 | EVD0505M1 Mobile DC Fast Station Single | EVD0505M1 Mobile DC Fast Station Single | EA | 42442.82 | 42442.82 | 0% | N/A
47QMCA22A000Y | VERDEK, LLC | EVOCHARGE | Yes | EVD0505M2 | EVD0505M2 | EVD0505M2 Mobile DC Fast Station Dual | EVD0505M2 Mobile DC Fast Station Dual | EA | 48178.34 | 48178.34 | 0% | N/A

## CLIN 0006 - Site Planning & Anc
BPA Number | Organization Name | Site Planning and EVSE Ancillary Service | Description of What is Included with the Service | Labor Category | DISCOUNT PRICE OFFERED TO GSA (including IFF) | BPA Price Offered | BPA Discount to MAS | Geographic Coverage | Contractor Teaming Agreement | MANUFACTURER NAME | MFR PART NO
47QMCA22A0002 | AMERESCO FEDERAL SOLUTIONS, INC. | EVSE Site Assessment (to include onsite visit) | We will provide a site visit to determine the electrical capacity of the site, identify location of distribution or service lines and the required power supply for the type and quantity of charging stations, risk to potential sites from the impacts of climate change, and provide the optimal location for the EVSE location | Project Engineer | 88.45 | 87.57 | 1%
47QMCA22A0002 | AMERESCO FEDERAL SOLUTIONS, INC. | EVSE Site Assessment (to include onsite visit) | We will provide a site visit to determine the electrical capacity of the site, identify location of distribution or service lines and the required power supply for the type and quantity of charging stations, risk to potential sites from the impacts of climate change, and provide the optimal location for the EVSE location | Project Manager | 122.19 | 120.97 | 1%
47QMCA22A0002 | AMERESCO FEDERAL SOLUTIONS, INC. | EVSE Site Assessment (to include onsite visit) | We will provide a site visit to determine the electrical capacity of the site, identify location of distribution or service lines and the required power supply for the type and quantity of charging stations, risk to potential sites from the impacts of climate change, and provide the optimal location for the EVSE location | Senior Technician | 82.07 | 81.25 | 1%
47QMCA22A0002 | AMERESCO FEDERAL SOLUTIONS, INC. | Permitting/inspection (as applicable) | Identify applicable codes and permitting requirements as well as complete necessary permit application needed for the deployment of EVSE solution. | Electrician | 69.9 | 69.2 | 1%
47QMCA22A0002 | AMERESCO FEDERAL SOLUTIONS, INC. | Permitting/inspection (as applicable) | Identify applicable codes and permitting requirements as well as complete necessary permit application needed for the deployment of EVSE solution. | Project Manager | 122.19 | 120.97 | 1%
47QMCA22A0002 | AMERESCO FEDERAL SOLUTIONS, INC. | Utility Coordination | Design communication plan and outreach specifically catered to the EVSE deployment to encourage collaboration and information sharing. We will work closely with the utility service providor to document common understanding of site needs and objectives to ensure project timelines are met. | Project Manager | 122.19 | 120.97 | 1%
47QMCA22A0002 | AMERESCO FEDERAL SOLUTIONS, INC. | Development of electrical plans | Dedicated in-house team of Professional Engineers will design and deliver electrical plans for the EVSE installation. | Electrician | 69.9 | 67.1 | 4%
47QMCA22A0002 | AMERESCO FEDERAL SOLUTIONS, INC. | Development of electrical plans | Dedicated in-house team of Professional Engineers will design and deliver electrical plans for the EVSE installation. | Project Engineer | 88.45 | 84.91 | 4%
47QMCA22A0002 | AMERESCO FEDERAL SOLUTIONS, INC. | Development of electrical plans | Dedicated in-house team of Professional Engineers will design and deliver electrical plans for the EVSE installation. | Project Manager | 122.19 | 117.3 | 4%
47QMCA22A0002 | AMERESCO FEDERAL SOLUTIONS, INC. | Development of electrical plans | Dedicated in-house team of Professional Engineers will design and deliver electrical plans for the EVSE installation. | Senior Engineer | 118.54 | 113.8 | 4%
47QMCA22A0002 | AMERESCO FEDERAL SOLUTIONS, INC. | Electrical wiring and upgrade of electrical panel | A licensed electrician will perform wiring and upgrade of the electrical panel to enable EVSE installation. All work performed will meet required safety codes. | Electrician | 69.9 | 68.5 | 2%
47QMCA22A0002 | AMERESCO FEDERAL SOLUTIONS, INC. | Electrical wiring and upgrade of electrical panel | A licensed electrician will perform wiring and upgrade of the electrical panel to enable EVSE installation. All work performed will meet required safety codes. | Lead Electrician | 71.43 | 70 | 2%
47QMCA22A0002 | AMERESCO FEDERAL SOLUTIONS, INC. | Electrical wiring and upgrade of electrical panel | A licensed electrician will perform wiring and upgrade of the electrical panel to enable EVSE installation. All work performed will meet required safety codes. | Project Manager | 122.19 | 119.75 | 2%
47QMCA22A0002 | AMERESCO FEDERAL SOLUTIONS, INC. | Site Preparation | Licensed electrician and/or project manager will ensure site is prepared for EVSE installation. Ensuring installation plans are in compliance with all relevant codes. | Electrician | 69.9 | 69.2 | 1%
47QMCA22A0002 | AMERESCO FEDERAL SOLUTIONS, INC. | Site Preparation | Licensed electrician and/or project manager will ensure site is prepared for EVSE installation. Ensuring installation plans are in compliance with all relevant codes. | Lead Electrician | 71.43 | 70.72 | 1%
47QMCA22A0002 | AMERESCO FEDERAL SOLUTIONS, INC. | Site Preparation | Licensed electrician and/or project manager will ensure site is prepared for EVSE installation. Ensuring installation plans are in compliance with all relevant codes. | Project Manager | 122.19 | 120.97 | 1%
47QMCA22A0002 | AMERESCO FEDERAL SOLUTIONS, INC. | Station Activation | Ameresco will follow EVSE manufacturer guidelines to activate the EVSE unit. We will ensure the unit is installed correctly and performing at its rated power levels. | Electrician | 69.9 | 66.41 | 5%
47QMCA22A0002 | AMERESCO FEDERAL SOLUTIONS, INC. | Station Activation | Ameresco will follow EVSE manufacturer guidelines to activate the EVSE unit. We will ensure the unit is installed correctly and performing at its rated power levels. | Lead Electrician | 71.43 | 67.86 | 5%
47QMCA22A0002 | AMERESCO FEDERAL SOLUTIONS, INC. | Station Activation | Ameresco will follow EVSE manufacturer guidelines to activate the EVSE unit. We will ensure the unit is installed correctly and performing at its rated power levels. | Project Manager | 122.19 | 116.08 | 5%
47QMCA22A0002 | AMERESCO FEDERAL SOLUTIONS, INC. | Affixing or Securing Station | Electrician will install EVSE unit in accordance with manufacturing guidelines. | Electrician | 69.9 | 66.41 | 5%
47QMCA22A0002 | AMERESCO FEDERAL SOLUTIONS, INC. | Affixing or Securing Station | Electrician will install EVSE unit in accordance with manufacturing guidelines. | Lead Electrician | 71.43 | 67.86 | 5%
47QMCA22A0002 | AMERESCO FEDERAL SOLUTIONS, INC. | Affixing or Securing Station | Electrician will install EVSE unit in accordance with manufacturing guidelines. | Project Manager | 122.19 | 116.08 | 5%
47QMCA22A0002 | AMERESCO FEDERAL SOLUTIONS, INC. | Solar Station Set-up | Ameresco will follow manufacturer guidelines and ensure the set-up complies with local codes and ordinances. | Electrician | 69.9 | 66.41 | 5%
47QMCA22A0002 | AMERESCO FEDERAL SOLUTIONS, INC. | Solar Station Set-up | Ameresco will follow manufacturer guidelines and ensure the set-up complies with local codes and ordinances. | Lead Electrician | 71.43 | 67.86 | 5%
47QMCA22A0002 | AMERESCO FEDERAL SOLUTIONS, INC. | Solar Station Set-up | Ameresco will follow manufacturer guidelines and ensure the set-up complies with local codes and ordinances. | Project Manager | 122.19 | 116.08 | 5%
47QMCA22A0002 | AMERESCO FEDERAL SOLUTIONS, INC. | Solar Station Site Assessment | Ameresco will conduct a solar analysis and provide locations that are best suited for the proposed solution. | Project Engineer | 88.45 | 84.03 | 5%
47QMCA22A0002 | AMERESCO FEDERAL SOLUTIONS, INC. | Solar Station Site Assessment | Ameresco will conduct a solar analysis and provide locations that are best suited for the proposed solution. | Project Manager | 122.19 | 116.08 | 5%
47QMCA22A0002 | AMERESCO FEDERAL SOLUTIONS, INC. | Solar Station Site Assessment | Ameresco will conduct a solar analysis and provide locations that are best suited for the proposed solution. | Senior Technician | 82.07 | 77.97 | 5%
47QMCA22A0002 | AMERESCO FEDERAL SOLUTIONS, INC. | Basic Installation (when no construction work is required) | Ameresco will produce a detailed workplan and schedule for the installation to ensure the EVSE deployment is ontime and budget. The plan and correspnding installation will factor in the hardware options, program timelines, permitting, and compliance with local, state, and federal building codes practices and regulations. | Commissioning Engineer | 125.83 | 113.25 | 10%
47QMCA22A0002 | AMERESCO FEDERAL SOLUTIONS, INC. | Basic Installation (when no construction work is required) | Ameresco will produce a detailed workplan and schedule for the installation to ensure the EVSE deployment is ontime and budget. The plan and correspnding installation will factor in the hardware options, program timelines, permitting, and compliance with local, state, and federal building codes practices and regulations. | Electrician | 69.9 | 62.91 | 10%
47QMCA22A0002 | AMERESCO FEDERAL SOLUTIONS, INC. | Basic Installation (when no construction work is required) | Ameresco will produce a detailed workplan and schedule for the installation to ensure the EVSE deployment is ontime and budget. The plan and correspnding installation will factor in the hardware options, program timelines, permitting, and compliance with local, state, and federal building codes practices and regulations. | Lead Electrician | 71.43 | 64.29 | 10%
47QMCA22A0002 | AMERESCO FEDERAL SOLUTIONS, INC. | Basic Installation (when no construction work is required) | Ameresco will produce a detailed workplan and schedule for the installation to ensure the EVSE deployment is ontime and budget. The plan and correspnding installation will factor in the hardware options, program timelines, permitting, and compliance with local, state, and federal building codes practices and regulations. | Project Manager | 122.19 | 109.97 | 10%
47QMCA22A0002 | AMERESCO FEDERAL SOLUTIONS, INC. | Consulting Services | Ameresco's internal subject matter experts will offer guidance on the location, type and quantity of EVSE for deployment. Team will conduct an analysis and investigation to uncover host site factors that could impact station utlization and costs and provide recommended solution for each project. | Project Manager | 122.19 | 118.52 | 3%
47QMCA22A0003 | APOLLO SUNGUARD SYSTEMS, INC. | Basic Installation (when no construction work is required) | CPE 250 INSTALL VALIDATION – ChargePoint - CPE250-INSTALLVALID Customer works with their own contractor to perform the all construction to the point where the stations can be bolted down and connected. ChargePoint will engage one of their O&M Partners to install the station on the prepared site and validation of electrical capacity, transformers, panels, breakers, wiring, cellular coverage and that station installation meets all ChargePoint published requirements and local codes. A successful Site Validation is a prerequisite to purchase ChargePoint Assure. CPE250-INSTALLVALID is priced per CPE250 station (Not applicable for Express Plus installations). | N/A | 3356.38 | 3231.52 | 3.72%
47QMCA22A0003 | APOLLO SUNGUARD SYSTEMS, INC. | Basic Installation (when no construction work is required) | CPE250-NEW-PAIRED-INSTALLVALID For a new CPE250 paired installation, the CPE250-NEW-PAIRED-INSTALLVALID will have a ChargePoint O&M partner install both CPE250 stations for pairing and, if needed, the CPE250-PAIRINGKIT-F. The CPE250-PAIRINGKIT-F is purchased separately. CPE250-NEW-PAIRED-INSTALLVALID assumes that the customer has prepped the site for the paired CPE250 installation as defined in the site prep guide and to all the local codes and is priced for 1 paired installation (2 stations). | N/A | 7249.77 | 6980.0786 | 3.72%
47QMCA22A0003 | APOLLO SUNGUARD SYSTEMS, INC. | Basic Installation (when no construction work is required) | CPExpress-Sitevalid Customer works with their own contractor to perform the construction and station installation. CPExpress-Sitevalid is used to validate that a customer installation has been performed per ChargePoint published requirements. The on-site validation of electrical capacity, transformers, panels, breakers, wiring, cellular coverage, and that the station installation meets all published ChargePoint published requirements and local codes. A site is defined as a group of stations all connected to the same gateway station. To be used when the customer is not using an O&M Partner or self-validating Channel Partner to install their stations. A successful Site Validation is a prerequisite to purchase ChargePoint Assure. CPExpress-Sitevalid is priced per power module. $300 per unit/$600 Units | N/A | 310.13 | 298.5932 | 3.72%
47QMCA22A0003 | APOLLO SUNGUARD SYSTEMS, INC. | Basic Installation (when no construction work is required) | CT4000 SITE VALIDATION ChargePoint On-site Validation of electrical capacity, transformers, panels, breakers, wiring, cellular coverage, and that the station installation meets all published ChargePoint published requirements. A successful Site Validation is required to activate any ChargePoint Assure product, including the initial 1 year ChargePoint Assure coverage included with the purchase of a CT4000 station. If a validation is not done, the warranty on all new stations will be a 1 year exchange, parts only warranty. | N/A | 619.21 | 596.1754 | 3.72%
47QMCA22A0003 | APOLLO SUNGUARD SYSTEMS, INC. | Basic Installation (when no construction work is required) | EXPP PL1000 Commissioning Includes on-site validation of electrical capacity, transformers, panels, breakers, wiring, cellular coverage so that the station meets all ChargePoint and local code requirements. In addition to verifying and testing the installation, Commissioning also ensures the station is connected to the ChargePoint network, completing software updates and pairing configuration if applicable. In parallel, the ChargePoint Activations team will configure the station and apply policies according to the customer's specifications. A final Commissioning Report will be provided to the customer. Note that if Commissioning cannot be performed due to site or installation deficiencies for which ChargePoint is not responsible, the customer will incur a rescheduling fee to cover redeployment costs. Priced per Express Plus Power Link station. | N/A | 815.14 | 784.8168 | 3.72%
47QMCA22A0003 | APOLLO SUNGUARD SYSTEMS, INC. | Basic Installation (when no construction work is required) | CPE250 Commissioning Includes on-site validation of electrical capacity, transformers, panels, breakers, wiring, cellular coverage so that the station meets all ChargePoint and local code requirements. In addition to verifying and testing the installation, Commissioning also ensures the station is connected to the ChargePoint network, completing software updates and pairing configuration if applicable. In parallel, the ChargePoint Activations team will configure the station and apply policies according to the customer's specifications. A final Commissioning Report will be provided to the customer. Note that if Commissioning cannot be performed due to site or installation deficiencies for which ChargePoint is not responsible, the customer will incur a rescheduling fee to cover redeployment costs. Priced per Express CPE250 station. | N/A | 1179.56 | 1135.6804 | 3.72%
47QMCA22A0003 | APOLLO SUNGUARD SYSTEMS, INC. | Basic Installation (when no construction work is required) | CPE250 Paired Commissioning Includes on-site validation of electrical capacity, transformers, panels, breakers, wiring, cellular coverage so that the station meets all ChargePoint and local code requirements. In addition to verifying and testing the installation, Commissioning also ensures the station is connected to the ChargePoint network, completing software updates and pairing configuration if applicable. In parallel, the ChargePoint Activations team will configure the station and apply policies according to the customer's specifications. A final Commissioning Report will be provided to the customer. Note that if Commissioning cannot be performed due to site or installation deficiencies for which ChargePoint is not responsible, the customer will incur a rescheduling fee to cover redeployment costs. Priced per Paired Express CPE250 installation (2 stations). | N/A | 863.09 | 830.9831 | 3.72%
47QMCA22A0003 | APOLLO SUNGUARD SYSTEMS, INC. | Basic Installation (when no construction work is required) | EXPP Block Commissioning Includes on-site validation of electrical capacity, transformers, panels, breakers, wiring, cellular coverage so that the station meets all ChargePoint and local code requirements. A final Commissioning Report will be provided to the customer. Note that if Commissioning cannot be performed due to site or installation deficiencies for which ChargePoint is not responsible, the customer will incur a rescheduling fee to cover redeployment costs. Priced per Express Plus Block. | N/A | 1630.29 | 1569.6432 | 3.72%
47QMCA22A0003 | APOLLO SUNGUARD SYSTEMS, INC. | Basic Installation (when no construction work is required) | CPE280-COMMISSIONING Includes on-site validation of electrical capacity, transformers, panels, breakers, wiring, cellular coverage so that the station meets all ChargePoint and local code requirements. In addition to verifying and testing the installation, Commissioning also ensures the station is connected to the ChargePoint network, completing software updates and pairing configuration if applicable. In parallel, the ChargePoint Activations team will configure the station and apply policies according to the customer’s specifications. A final Commissioning Report will be provided to the customer. Note that if Commissioning cannot be performed due to site or installation deficiencies for which ChargePoint is not responsible, the customer will incur a rescheduling fee to cover redeployment costs. Priced per Express CPE280 station. | N/A | 1179.56 | 1135.6804 | 3.72%
47QMCA22A0003 | APOLLO SUNGUARD SYSTEMS, INC. | Basic Installation (when no construction work is required) | CPE280-PAIRED-COMMISSIONING Includes on-site validation of electrical capacity, transformers, panels, breakers, wiring, cellular coverage so that the station meets all ChargePoint and local code requirements. In addition to verifying and testing the installation, Commissioning also ensures the station is connected to the ChargePoint network, completing software updates and pairing configuration if applicable. In parallel, the ChargePoint Activations team will configure the station and apply policies according to the customer’s specifications. A final Commissioning Report will be provided to the customer. Note that if Commissioning cannot be performed due to site or installation deficiencies for which ChargePoint is not responsible, the customer will incur a rescheduling fee to cover redeployment costs. Priced per Express CPE280 station. | N/A | 1179.56 | 1135.6804 | 3.72%
47QMCA22A0003 | APOLLO SUNGUARD SYSTEMS, INC. | Basic Installation (when no construction work is required) | EXPP-PL1000-INSTALL-COMMISSIONING Includes both the Installation and Commissioning of the Express Plus Power Link charging station. Customers must work with their contractor to perform all site preparation up to the point where the station can be bolted down and connected. ChargePoint will then perform the on-site validation of electrical capacity, transformers, panels, breakers, wiring, cellular coverage so that they meet all ChargePoint and local code requirements, then install and commission the station. Before installation can begin, ChargePoint requires the customer's contractor to submit evidence of adherence to ChargePoint?s standards and specifications. In addition to verifying and testing the installation, Commissioning also ensures the station is connected to the ChargePoint network, completing software updates and pairing configuration if applicable. In parallel, the ChargePoint Activations team will configure the station and apply policies according to the customer?s specifications. A final Commissioning Report will be provided to the customer. Note that if Commissioning cannot be performed due to site or installation deficiencies for which ChargePoint is not responsible, the customer will incur a rescheduling fee to cover redeployment costs. | N/A | 2253.63 | 2169.795 | 3.72%
47QMCA22A0003 | APOLLO SUNGUARD SYSTEMS, INC. | Basic Installation (when no construction work is required) | EXPP-BLOCK-INSTALL-COMMISSIONING Includes both the Installation and Commissioning of the Express Plus Block. Commissioning is required for all Express Plus Blocks. Customers must work with their contractor to perform all site preparation up to the point where the Express Plus Block can be bolted down and connected. ChargePoint will then perform the on-site validation of electrical capacity, transformers, panels, breakers, wiring, cellular coverage so that they meet all ChargePoint and local code requirements, then install and commission the station. Before installation can begin, ChargePoint requires the customer's contractor to submit evidence of adherence to ChargePoint's standards and specifications. A final Commissioning Report will be provided to the customer. Note that if Commissioning cannot be performed due to site or installation deficiencies for which ChargePoint is not responsible, the customer will incur a rescheduling fee to cover redeployment costs. | N/A | 4574.4 | 4404.2323 | 3.72%
47QMCA22A0003 | APOLLO SUNGUARD SYSTEMS, INC. | Basic Installation (when no construction work is required) | CPE250-INSTALL-COMMISSIONING Includes both the Installation and Commissioning of the Express CPE250 charging station. Customers must work with their contractor to perform all site preparation up to the point where stations can be bolted down and connected. ChargePoint will then perform the on-site validation of electrical capacity, transformers, panels, breakers, wiring, cellular coverage so that they meet all ChargePoint and local code requirements, then install and commission the station. Before installation can begin, ChargePoint requires the customer's contractor to submit evidence of adherence to ChargePoint's standards and specifications. In addition to verifying and testing the installation, Commissioning also ensures the station is connected to the ChargePoint network, completing software updates and pairing configuration if applicable. In parallel, the ChargePoint Activations team will configure the station and apply policies according to the customer's specifications. A final Commissioning Report will be provided to the customer. Note that if Commissioning cannot be performed due to site or installation deficiencies for which ChargePoint is not responsible, the customer will incur a rescheduling fee to cover redeployment costs. Priced per Express CPE250 station | N/A | 4344.23 | 4182.6246 | 3.72%
47QMCA22A0003 | APOLLO SUNGUARD SYSTEMS, INC. | Basic Installation (when no construction work is required) | CPE280-INSTALL-COMMISSIONING Includes both the Installation and Commissioning of the Express CPE280 charging station. Customers must work with their contractor to perform all site preparation up to the point where stations can be bolted down and connected. ChargePoint will then perform the on-site validation of electrical capacity, transformers, panels, breakers, wiring, cellular coverage so that they meet all ChargePoint and local code requirements, then install and commission the station. Before installation can begin, ChargePoint requires the customer’s contractor to submit evidence of adherence to ChargePoint’s standards and specifications. In addition to verifying and testing the installation, Commissioning also ensures the station is connected to the ChargePoint network, completing software updates and pairing configuration if applicable. In parallel, the ChargePoint Activations team will configure the station and apply policies according to the customer’s specifications. A final Commissioning Report will be provided to the customer. Note that if Commissioning cannot be performed due to site or installation deficiencies for which ChargePoint is not responsible, the customer will incur a rescheduling fee to cover redeployment costs. Priced per Express CPE280 station | N/A | 4344.23 | 4182.6246 | 3.72%
47QMCA22A0003 | APOLLO SUNGUARD SYSTEMS, INC. | Basic Installation (when no construction work is required) | CPE280-PAIRED-INSTALL-COMMISSIONING Includes both the Installation and Commissioning of the paired Express CPE280 charging stations. Customers must work with their contractor to perform all site preparation up to the point where stations can be bolted down and connected. ChargePoint will then perform the on-site validation of electrical capacity, transformers, panels, breakers, wiring, cellular coverage so that they meet all ChargePoint and local code requirements, then install and commission the paired stations. Before installation can begin, ChargePoint requires the customer’s ‘make ready’ contractor to submit evidence of adherence to ChargePoint’s standards and specifications. In addition to verifying and testing the installation, Commissioning also ensures the station is connected to the ChargePoint network, completing software updates and pairing configuration if applicable. In parallel, the ChargePoint Activations team will configure the station and apply policies according to the customer’s specifications. A final Commissioning Report will be provided to the customer. Note that if Commissioning cannot be performed due to site or installation deficiencies for which ChargePoint is not responsible, the customer will incur a rescheduling fee to cover redeployment costs. Priced per Express station | N/A | 4344.23 | 4182.6246 | 3.72%
47QMCA22A0003 | APOLLO SUNGUARD SYSTEMS, INC. | Basic Installation (when no construction work is required) | CP6000-INSTALLVALID Customer works with their own contractor to perform all site preparation up to the point where the stations can be bolted down and connected. ChargePoint will then engage an authorized ChargePoint Partner to install the station on the prepared site and perform a Site Validation. This includes validating that the electrical capacity, transformers, panels, breakers, wiring, cellular coverage and station installation all meet ChargePoint published requirements and local codes. Upon successful Site Validation, the customer will be eligible to obtain warranty coverage under a ChargePoint Maintenance plan, sold separately. Note, a failed Site Validation will incur a second validation fee to repeat the validation after the site deficiencies are corrected. Priced per CP6000 station. | N/A | 1150.79 | 1107.9806 | 3.72%
47QMCA22A0005 | CARAHSOFT TECHNOLOGY CORPORATION | Basic Installation (when no construction work is required) | Initial Station Activation & Configuration Service for CPF - Activation of cloud services and configuration of radio groups, custom groups, connections, access control, visibility control, pricing, reports, and alerts. One time initial service per station. | N/A | 98.74 | 95.7778 | 0.03 | CONUS+OCUNUS | N/A | ChargePoint | CPF-ACTIVE
47QMCA22A0005 | CARAHSOFT TECHNOLOGY CORPORATION | Basic Installation (when no construction work is required) | This service includes both the Installation and Commissioning of the Express CPE250 charging station. Customers must work with their contractor to perform all construction (the ‘make ready’) up to the point where stations can be bolted down and connected. ChargePoint will then perform the on-site validation of electrical capacity, transformers, panels, breakers, wiring, cellular coverage so that they meet all ChargePoint and local code requirements, then install and commission the station. Before installation can begin, ChargePoint requires the customer’s ‘make ready’ contractor to submit evidence of adherence to ChargePoint’s standards and specifications. In addition to verifying and testing the installation, Commissioning also ensures the station is connected to the ChargePoint network, completing software updates and pairing configuration if applicable. In parallel, the ChargePoint Activations team will configure the station and apply policies according to the customer’s specifications. A final Commissioning Report will be provided to the customer. Note that if Commissioning cannot be performed due to site or installation deficiencies for which ChargePoint is not responsible, the customer will incur a rescheduling fee to cover redeployment costs. Priced per Express CPE250 stat(more...) | N/A | 4472.95 | 4338.7615 | 0.03 | CONUS+OCUNUS | N/A | ChargePoint | CPE250-INSTALL-COMMISSIONING
47QMCA22A0005 | CARAHSOFT TECHNOLOGY CORPORATION | Basic Installation (when no construction work is required) | This service includes on-site validation of electrical capacity, customer-side transformers, panels, breakers, wiring, cellular coverage so that the station meets all ChargePoint and local code requirements. A final Commissioning Report will be provided to the customer. Note that if Commissioning cannot be performed due to site or installation deficiencies for which ChargePoint is not responsible, the customer will incur a rescheduling fee to cover redeployment costs. Priced per Express Plus Block. | N/A | 1382.3677 | 1340.8967 | 0.03 | CONUS+OCUNUS | N/A | ChargePoint | EXPP-BLOCK-COMMISSIONING
47QMCA22A0005 | CARAHSOFT TECHNOLOGY CORPORATION | Basic Installation (when no construction work is required) | This service includes both the Installation and Commissioning of the Express Plus Block. Commissioning is required for all Express Plus Blocks. Customers must work with their contractor to perform all construction (the ‘make ready’) up to the point where the Express Plus Block can be bolted down and connected. ChargePoint will then perform the on-site validation of electrical capacity, transformers, panels, breakers, wiring, cellular coverage so that they meet all ChargePoint and local code requirements, then install and commission the station. Before installation can begin, ChargePoint requires the customer’s ‘make ready’ contractor to submit evidence of adherence to ChargePoint’s standards and specifications. A final Commissioning Report will be provided to the customer. Note that if Commissioning cannot be performed due to site or installation deficiencies for which ChargePoint is not responsible, the customer will incur a rescheduling fee to cover redeployment costs. Priced per Express Plus Block. | N/A | 3357.1788 | 3256.4634 | 0.03 | CONUS+OCUNUS | N/A | ChargePoint | EXPP-BLOCK-INSTALL-COMMISSIONING
47QMCA22A0005 | CARAHSOFT TECHNOLOGY CORPORATION | Basic Installation (when no construction work is required) | This service includes on-site validation of electrical capacity, customer-side transformers, panels, breakers, wiring, cellular coverage so that the station meets all ChargePoint and local code requirements. In addition to verifying and testing the installation, Commissioning also ensures the station is connected to the ChargePoint network, completing software updates and pairing configuration if applicable. In parallel, the ChargePoint Activations team will configure the station and apply policies according to the customer’s specifications. A final Commissioning Report will be provided to the customer. Note that if Commissioning cannot be performed due to site or installation deficiencies for which ChargePoint is not responsible, the customer will incur a rescheduling fee to cover redeployment costs. Priced per Express Plus Power Link station. | N/A | 839.29 | 814.1113 | 0.03 | CONUS+OCUNUS | N/A | ChargePoint | EXPP-PL1000-COMMISSIONING
47QMCA22A0005 | CARAHSOFT TECHNOLOGY CORPORATION | Basic Installation (when no construction work is required) | This service includes both the Installation and Commissioning of the Express Plus Power Link charging station. Customers must work with their contractor to perform all construction (the ‘make ready’) up to the point where the station can be bolted down and connected. ChargePoint will then perform the on-site validation of electrical capacity, transformers, panels, breakers, wiring, cellular coverage so that they meet all ChargePoint and local code requirements, then install and commission the station. Before installation can begin, ChargePoint requires the customer’s ‘make ready’ contractor to submit evidence of adherence to ChargePoint’s standards and specifications. In addition to verifying and testing the installation, Commissioning also ensures the station is connected to the ChargePoint network, completing software updates and pairing configuration if applicable. In parallel, the ChargePoint Activations team will configure the station and apply policies according to the customer’s specifications. A final Commissioning Report will be provided to the customer. Note that if Commissioning cannot be performed due to site or installation deficiencies for which ChargePoint is not responsible, the customer will incur a rescheduling fee to cover redeployment costs. Priced per Express(more...) | N/A | 1727.9596 | 1676.1208 | 0.03 | CONUS+OCUNUS | N/A | ChargePoint | EXPP-PL1000-INSTALL-COMMISSIONING
47QMCA22A0005 | CARAHSOFT TECHNOLOGY CORPORATION | Basic Installation (when no construction work is required) | This service includes on-site validation of electrical capacity, customer-side transformers, panels, breakers, wiring, cellular coverage so that the station meets all ChargePoint and local code requirements. In addition to verifying and testing the installation, Commissioning also ensures the station is connected to the ChargePoint network, completing software updates and pairing configuration if applicable. In parallel, the ChargePoint Activations team will configure the station and apply policies according to the customer’s specifications. A final Commissioning Report will be provided to the customer. Note that if Commissioning cannot be performed due to site or installation deficiencies for which ChargePoint is not responsible, the customer will incur a rescheduling fee to cover redeployment costs. Priced per Express CPE250 station. | N/A | 888.66 | 862.0002 | 0.03 | CONUS+OCUNUS | N/A | ChargePoint | CPE250-COMMISSIONING
47QMCA22A0005 | CARAHSOFT TECHNOLOGY CORPORATION | Basic Installation (when no construction work is required) | This service includes on-site validation of electrical capacity, transformers, panels, breakers, wiring, cellular coverage so that the station meets all ChargePoint and local code requirements. In addition to verifying and testing the installation, Commissioning also ensures the station is connected to the ChargePoint network, completing software updates and pairing configuration if applicable. In parallel, the ChargePoint Activations team will configure the station and apply policies according to the customer’s specifications. A final Commissioning Report will be provided to the customer. Note that if Commissioning cannot be performed due to site or installation deficiencies for which ChargePoint is not responsible, the customer will incur a rescheduling fee to cover redeployment costs. Priced per Express CPE280 station. | N/A | 888.6649 | 862.005 | 0.03 | CONUS+OCUNUS | N/A | ChargePoint | CPE280-COMMISSIONING
47QMCA22A0005 | CARAHSOFT TECHNOLOGY CORPORATION | Basic Installation (when no construction work is required) | This service includes both the Installation and Commissioning of the Express CPE280 charging station. Customers must work with their contractor to perform all construction (the ‘make ready’) up to the point where stations can be bolted down and connected. ChargePoint will then perform the on-site validation of electrical capacity, transformers, panels, breakers, wiring, cellular coverage so that they meet all ChargePoint and local code requirements, then install and commission the station. Before installation can begin, ChargePoint requires the customer’s ‘make ready’ contractor to submit evidence of adherence to ChargePoint’s standards and specifications. In addition to verifying and testing the installation, Commissioning also ensures the station is connected to the ChargePoint network, completing software updates and pairing configuration if applicable. In parallel, the ChargePoint Activations team will configure the station and apply policies according to the customer’s specifications. A final Commissioning Report will be provided to the customer. Note that if Commissioning cannot be performed due to site or installation deficiencies for which ChargePoint is not responsible, the customer will incur a rescheduling fee to cover redeployment costs. Priced per Express CPE280 stat(more...) | N/A | 4472.95 | 4338.7615 | 0.03 | CONUS+OCUNUS | N/A | ChargePoint | CPE280-INSTALL-COMMISSIONING
47QMCA22A0005 | CARAHSOFT TECHNOLOGY CORPORATION | Basic Installation (when no construction work is required) | This service includes on-site validation of electrical capacity, transformers, panels, breakers, wiring, cellular coverage so that the station meets all ChargePoint and local code requirements. In addition to verifying and testing the installation, Commissioning also ensures the station is connected to the ChargePoint network, completing software updates and pairing configuration if applicable. In parallel, the ChargePoint Activations team will configure the station and apply policies according to the customer’s specifications. A final Commissioning Report will be provided to the customer. Note that if Commissioning cannot be performed due to site or installation deficiencies for which ChargePoint is not responsible, the customer will incur a rescheduling fee to cover redeployment costs. Priced per Express CPE280 station. | N/A | 888.6649 | 862.005 | 0.03 | CONUS+OCUNUS | N/A | ChargePoint | CPE280-PAIRED-COMMISSIONING
47QMCA22A0005 | CARAHSOFT TECHNOLOGY CORPORATION | Basic Installation (when no construction work is required) | This service includes both the Installation and Commissioning of the paired Express CPE280 charging stations. Customers must work with their contractor to perform all construction (the ‘make ready’) up to the point where stations can be bolted down and connected. ChargePoint will then perform the on-site validation of electrical capacity, transformers, panels, breakers, wiring, cellular coverage so that they meet all ChargePoint and local code requirements, then install and commission the paired stations. Before installation can begin, ChargePoint requires the customer’s ‘make ready’ contractor to submit evidence of adherence to ChargePoint’s standards and specifications. In addition to verifying and testing the installation, Commissioning also ensures the station is connected to the ChargePoint network, completing software updates and pairing configuration if applicable. In parallel, the ChargePoint Activations team will configure the station and apply policies according to the customer’s specifications. A final Commissioning Report will be provided to the customer. Note that if Commissioning cannot be performed due to site or installation deficiencies for which ChargePoint is not responsible, the customer will incur a rescheduling fee to cover redeployment costs. Priced per Exp(more...) | N/A | 4472.95 | 4338.7615 | 0.03 | CONUS+OCUNUS | N/A | ChargePoint | CPE280-PAIRED-INSTALL-COMMISSIONING
47QMCA22A0005 | CARAHSOFT TECHNOLOGY CORPORATION | Basic Installation (when no construction work is required) | Customer works with their own contractor to perform all construction up to the point where the stations can be bolted down and connected. ChargePoint will then engage an authorized ChargePoint Partner to install the station on the prepared site and commission the station. This includes validating that the electrical capacity, transformers, panels, breakers, wiring, cellular coverage and station installation all meet ChargePoint published requirements and local codes. Upon successful commissioning, the customer will be eligible to obtain warranty coverage under a ChargePoint Maintenance plan, sold separately. Priced per CP6000 station. | N/A | 1244.13 | 1206.8061 | 0.03 | CONUS+OCUNUS | N/A | ChargePoint | CP6000-INSTALL-COMMISSIONING
47QMCA22A0005 | CARAHSOFT TECHNOLOGY CORPORATION | Basic Installation (when no construction work is required) | This service includes on-site validation of electrical capacity, transformers, panels, breakers, wiring, cellular coverage so that the station meets all ChargePoint and local code requirements. In addition to verifying and testing the installation, Commissioning also ensures the station is connected to the ChargePoint network, completing software updates and pairing configuration if applicable. In parallel, the ChargePoint Activations team will configure the station and apply policies according to the customer’s specifications. A final Commissioning Report will be provided to the customer. Note that if Commissioning cannot be performed due to site or installation deficiencies for which ChargePoint is not responsible, the customer will incur a rescheduling fee to cover redeployment costs.Priced per Express CPE250 station. | N/A | 1214.51 | 1178.0747 | 0.03 | CONUS+OCUNUS | N/A | ChargePoint | CPE250-PAIRED-COMMISSIONING
47QMCA22A0005 | CARAHSOFT TECHNOLOGY CORPORATION | Basic Installation (when no construction work is required) | This service includes both the Installation and Commissioning of the paired Express CPE250 charging stations. Customers must work with their contractor to perform all construction (the ‘make ready’) up to the point where stations can be bolted down and connected. ChargePoint will then perform the on-site validation of electrical capacity, transformers, panels, breakers, wiring, cellular coverage so that they meet all ChargePoint and local code requirements, then install and commission the paired stations. Before installation can begin, ChargePoint requires the customer’s ‘make ready’ contractor to submit evidence of adherence to ChargePoint’s standards and specifications. In addition to verifying and testing the installation, Commissioning also ensures the station is connected to the ChargePoint network, completing software updates and pairing configuration if applicable. In parallel, the ChargePoint Activations team will configure the station and apply policies according to the customer’s specifications. A final Commissioning Report will be provided to the customer. Note that if Commissioning cannot be performed due to site or installation deficiencies for which ChargePoint is not responsible, the customer will incur a rescheduling fee to cover redeployment costs.Priced per Expr(more...) | N/A | 4472.95 | 4338.7615 | 0.03 | CONUS+OCUNUS | N/A | ChargePoint | CPE250-PAIRED-INSTALL-COMMISSIONING
47QMCA22A0005 | CARAHSOFT TECHNOLOGY CORPORATION | Basic Installation (when no construction work is required) | Customer works with their own contractor to perform all construction up to the point where the stations can be bolted down and connected. ChargePoint will then engage an authorized ChargePoint Partner to install the station on the prepared site and commission the station. This includes validating that the electrical capacity, transformers, panels, breakers, wiring, cellular coverage and station installation all meet ChargePoint published requirements and local codes. Upon successful commissioning, the customer will be eligible to obtain warranty coverage under a ChargePoint Maintenance plan, sold separately. Priced per CPF station. | N/A | 1244.13 | 1206.8061 | 0.03 | CONUS+OCUNUS | N/A | ChargePoint | CPF-INSTALL-COMMISSIONING
47QMCA22A0005 | CARAHSOFT TECHNOLOGY CORPORATION | Basic Installation (when no construction work is required) | Customer works with their own contractor to perform all construction up to the point where the stations can be bolted down and connected. ChargePoint will then engage an authorized ChargePoint Partner to install the station on the prepared site and commission the station. This includes validating that the electrical capacity, transformers, panels, breakers, wiring, cellular coverage and station installation all meet ChargePoint published requirements and local codes. Upon successful commissioning, the customer will be eligible to obtain warranty coverage under a ChargePoint Maintenance plan, sold separately. Priced per CT4000 station. | N/A | 1244.13 | 1206.8061 | 0.03 | CONUS+OCUNUS | N/A | ChargePoint | CT4000-INSTALL-COMMISSIONING
47QMCA22A0005 | CARAHSOFT TECHNOLOGY CORPORATION | Basic Installation (when no construction work is required) | This service includes on-site validation of electrical capacity, transformers, panels, breakers, wiring, cellular coverage so that the station meets all ChargePoint and local code requirements. A final Commissioning Report will be provided to the customer. Note that if Commissioning cannot be performed due to site or installation deficiencies for which ChargePoint is not responsible, the customer will incur a rescheduling fee to cover redeployment costs. Priced per Express Plus Power Hub. | N/A | 543.07 | 526.7779 | 0.03 | CONUS+OCUNUS | N/A | ChargePoint | EXPP-HUB-COMMISSIONING
47QMCA22A0005 | CARAHSOFT TECHNOLOGY CORPORATION | Basic Installation (when no construction work is required) | This service includes on-site validation of electrical capacity, customer-side transformers, panels, breakers, wiring, cellular coverage so that the station meets all ChargePoint and local code requirements. In addition to verifying and testing the installation, Commissioning also ensures the station is connected to the ChargePoint network, completing software updates and pairing configuration if applicable. In parallel, the ChargePoint Activations team will configure the station and apply policies according to the customer’s specifications. A final Commissioning Report will be provided to the customer. Note that if Commissioning cannot be performed due to site or installation deficiencies for which ChargePoint is not responsible, the customer will incur a rescheduling fee to cover redeployment costs. Priced per Express Plus Power Link station. | N/A | 839.29 | 814.1113 | 0.03 | CONUS+OCUNUS | N/A | ChargePoint | EXPP-PL2000-COMMISSIONING
47QMCA22A0005 | CARAHSOFT TECHNOLOGY CORPORATION | Basic Installation (when no construction work is required) | This service includes both the Installation and Commissioning of the Express Plus Power Link charging station. Customers must work with their contractor to perform all construction (the ‘make ready’) up to the point where the station can be bolted down and connected. ChargePoint will then perform the on-site validation of electrical capacity, transformers, panels, breakers, wiring, cellular coverage so that they meet all ChargePoint and local code requirements, then install and commission the station. Before installation can begin, ChargePoint requires the customer’s ‘make ready’ contractor to submit evidence of adherence to ChargePoint’s standards and specifications. In addition to verifying and testing the installation, Commissioning also ensures the station is connected to the ChargePoint network, completing software updates and pairing configuration if applicable. In parallel, the ChargePoint Activations team will configure the station and apply policies according to the customer’s specifications. A final Commissioning Report will be provided to the customer. Note that if Commissioning cannot be performed due to site or installation deficiencies for which ChargePoint is not responsible, the customer will incur a rescheduling fee to cover redeployment costs. Priced per Express(more...) | N/A | 2320.4 | 2250.788 | 0.03 | CONUS+OCUNUS | N/A | ChargePoint | EXPP-PL2000-INSTALL-COMMISSIONING
47QMCA22A0005 | CARAHSOFT TECHNOLOGY CORPORATION | Basic Installation (when no construction work is required) | This service includes on-site validation of electrical capacity, customer-side transformers, panels, breakers, wiring, cellular coverage so that the Pantograph and Pantograph Controller installation meets all OEM requirements. Note that if Commissioning cannot be performed due to site or installation deficiencies for which ChargePoint is not responsible, the customer will incur a rescheduling fee to cover redeployment costs. Priced per Pantograph and Pantograph Controller Combo. | N/A | 2122.92 | 2059.2324 | 0.03 | CONUS+OCUNUS | N/A | ChargePoint | PANTO-COMMISSIONING
47QMCA22A0005 | CARAHSOFT TECHNOLOGY CORPORATION | Basic Installation (when no construction work is required) | This service includes both the Installation and Commissioning of the Express Plus Power Hub. Commissioning is required for all Express Plus Powerhubs. Customers must work with their contractor to perform all construction (the ?make ready?) up to the point where the Express Plus Block can be bolted down and connected. ChargePoint will then perform the on-site validation of electrical capacity, transformers, panels, breakers, wiring, cellular coverage so that they meet all ChargePoint and local code requirements, then install and commission the station. Before installation can begin, ChargePoint requires the customer?s ?make ready? contractor to submit evidence of adherence to ChargePoint?s standards and specifications. A final Commissioning Report will be provided to the customer. Note that if Commissioning cannot be performed due to site or installation deficiencies for which ChargePoint is not responsible, the customer will incur a rescheduling fee to cover redeployment costs. Priced per Express Plus Power Hub. | N/A | 2192.04 | 2126.2788 | 0.03 | CONUS+OCUNUS | N/A | ChargePoint | EXPP-HUB-INSTALL-COMMISSIONING
47QMCA22A000A | CHARGIE, LLC | EVSE Site Assessment (to include onsite visit) | The Design Engineer (DE) performs a site walk at the property. The purpose is to collect data to draft an Electrical Design and to gather information required to request permits. | Electrical Engineer | 136.16 | 135.48 | 0.5%
47QMCA22A000A | CHARGIE, LLC | EVSE Site Assessment (to include onsite visit) | The Design Engineer (DE) performs a site walk at the property. The purpose is to collect data to draft an Electrical Design and to gather information required to request permits. | Network Project Manager | 102.12 | 101.61 | 0.5%
47QMCA22A000A | CHARGIE, LLC | EVSE Site Assessment (to include onsite visit) | The Design Engineer (DE) performs a site walk at the property. The purpose is to collect data to draft an Electrical Design and to gather information required to request permits. | Principal Program Manager | 204.23 | 203.21 | 0.5%
47QMCA22A000A | CHARGIE, LLC | Permitting/inspection (as applicable) | Data collected from the site walk will be provided to the Principal Program Manager. The DE will apply for permits from the AHJ (Authorities having Jurisdiction). Payments are either sent online or emailed, depending on if the property is under rent control. The PPM will oversee the permit process until granted. | Electrical Engineer | 136.16 | 135.48 | 0.5%
47QMCA22A000A | CHARGIE, LLC | Utility Coordination | Any permits that were applied for have been received from the Utility. The DE will compile the diagrams approved from the Electrical Plan Set as well as the received permits into a Design Package. The Design Package is sent to the Utility for approval. The Utility will determine if the facilities present on the property are able to adequately support the Electrical Design. If additional infrastructure is required, the Utility will inform the Electrical Designer so that any changes to the Design can be accounted for. | Electrical Engineer | 136.16 | 135.48 | 0.5%
47QMCA22A000A | CHARGIE, LLC | Development of electrical plans | The Electrical Plan Set contains the Architectural Diagram, Electrical Signal Line Diagram, BOM, SOW and Project ROI. The Architectural and Electrical Signal Line Diagrams detail the mounting points for the chargers, how power will be routed to each of the mounting locations and if adequate power is available on-site. The Diagrams are created in AutoCAD format. | Electrical Engineer | 136.16 | 135.48 | 0.5%
47QMCA22A000A | CHARGIE, LLC | Electrical wiring and upgrade of electrical panel | Includes all electrical work that may be required in order to properly install the charging station; may vary depending on project site and location. | Electrical Apprentice | 54.44 | 54.17 | 0.5%
47QMCA22A000A | CHARGIE, LLC | Electrical wiring and upgrade of electrical panel | Includes all electrical work that may be required in order to properly install the charging station; may vary depending on project site and location. | Electrical Foreman | 113.46 | 112.89 | 0.5%
47QMCA22A000A | CHARGIE, LLC | Site Preparation | The PPM will perform a site walk with the Installer and Property Owner. Final mounting locations, the amount of conduit and wire will be determined. A construction schedule will also be drafted by the Installer and Property Owner. | Assistant Project Manager | 67.76 | 67.42 | 0.5%
47QMCA22A000A | CHARGIE, LLC | Station Activation | Involves all activities that go into activating charging station following the completion of installation. | Network Project Manager | 102.12 | 101.61 | 0.5%
47QMCA22A000A | CHARGIE, LLC | Station Activation | Involves all activities that go into activating charging station following the completion of installation. | Network Technician | 73.01 | 72.64 | 0.5%
47QMCA22A000A | CHARGIE, LLC | Affixing or Securing Station | Involves all activities that go into securing the installed charging station. | Electrical Apprentice | 54.44 | 54.17 | 0.5%
47QMCA22A000A | CHARGIE, LLC | Affixing or Securing Station | Involves all activities that go into securing the installed charging station. | Electrical Foreman | 113.46 | 112.89 | 0.5%
47QMCA22A000A | CHARGIE, LLC | Basic Installation (when no construction work is required) | Basic installation that does not involved extensive construction work and/or any structural alterations; i.e. chargers that only needed secured/activated. | Electrical Apprentice | 54.44 | 54.17 | 0.5%
47QMCA22A000A | CHARGIE, LLC | Basic Installation (when no construction work is required) | Basic installation that does not involved extensive construction work and/or any structural alterations; i.e. chargers that only needed secured/activated. | Electrical Foreman | 113.46 | 112.89 | 0.5%
47QMCA22A000A | CHARGIE, LLC | Basic Installation (when no construction work is required) | Basic installation that does not involved extensive construction work and/or any structural alterations; i.e. chargers that only needed secured/activated. | Network Project Manager | 102.12 | 101.61 | 0.5%
47QMCA22A0006 | DISTRICT FLEET, LLC | EVSE Site Assessment (to include onsite visit) | Travel to site to identify/determine: installation location; electrical service requirements and availability; specific site requirements (communications, security, billing, use case, unique specifications); requirements of approval authorities; electrical utility tariff cost analysis; safety analysis; traffic analysis; design basis development. | Electrician, Maintenance**, Engineering Technician VI**, Project Manager |  |  | 2% | Domestic United States
47QMCA22A0006 | DISTRICT FLEET, LLC | Permitting/inspection (as applicable) | Engaging all Authorities Having Jurisdiction (AHJ) to identify applicable permits, inspections, and submittal processes required to achieve approval. Prepare and submit all necessary permit application documentation. Coordinate all necessary inspections and address any findings. | Deputy Project Manager,Engineering Technician VI**, Project Manager |  |  | 2% | Domestic United States
47QMCA22A0006 | DISTRICT FLEET, LLC | Utility Coordination | Coordinate with local electrical utility to: identify requirements, prepare and submit approval packages; review and address feedback; schedule / coordinate field work; identify appropriate tariffs for cost analysis. | Deputy Project Manager, Project Manager |  |  | 2% | Domestic United States
47QMCA22A0006 | DISTRICT FLEET, LLC | Development of electrical plans | Develop conceptual, preliminary, and final design drawings necessary to gain approvals from local electrical utility, AHJs, and site representatives | Deputy Project Manager, Drafter/CAD Operator IV**, Engineering Technician VI**, Project manager, Quality manager |  |  | 2% | Domestic United States
47QMCA22A0006 | DISTRICT FLEET, LLC | Electrical wiring and upgrade of electrical panel | Install and/or modify electrical services as needed based upon approved electrical plans. | Electrician, Maintenance**, Engineering Technician VI**, Project Manager, Quality manager |  |  | 2% | Domestic United States
47QMCA22A0006 | DISTRICT FLEET, LLC | Site Preparation | Extend conduits and conductors between electrical panel and EVSEs. Prepare concrete pads and bollards for EVSE installation. | Electrician, Maintenance**, Engineering Technician VI**, Project Manager, Quality manager |  |  | 2% | Domestic United States
47QMCA22A0006 | DISTRICT FLEET, LLC | Station Activation | Terminate conductors at electrical panel and EVSE. Commission all installed equipment. | Electrician, Maintenance**, Engineering Technician VI**, Quality manager |  |  | 2% | Domestic United States
47QMCA22A0006 | DISTRICT FLEET, LLC | Affixing or Securing Station | Install anchors and mount EVSE to concrete pad. | Electrician, Maintenance** |  |  | 2% | Domestic United States
47QMCA22A0006 | DISTRICT FLEET, LLC | Solar Station Set-up | Mounting and installation of solar station. Configuration and commissioning of solar station for communications, reporting, and electrical infrastructure. | Electrician, Maintenance**, Engineering Technician VI**, Project Manager, Quality manager |  |  | 2% | Domestic United States
47QMCA22A0006 | DISTRICT FLEET, LLC | Solar Station Site Assessment | Conduct site visit to identify / determine recommended solar station size based upon: available areas for solar installation, available and required electrical service; solar production study and analysis; electrical infrastructure upgrades and required hardware; economic analysis based upon site capabilities, loading, and tariff restrictions. | Electrician, Maintenance**, Engineering Technician VI**, Project Manager |  |  | 2% | Domestic United States
47QMCA22A0006 | DISTRICT FLEET, LLC | Basic Installation (when no construction work is required) | Set charger, terminate EVSE and upstream conductors. Commission EVSE. | Electrician, Maintenance**, Engineering Technician VI**, Project Manager, Quality manager |  |  | 2% | Domestic United States
47QMCA22A0006 | DISTRICT FLEET, LLC | Other - OLM | Site dependent, requires site assessment. | Site dependent, requires site assessment. |  |  | 2% | Domestic United States
47QMCA22A0006 | DISTRICT FLEET, LLC | CPSUPPORT-ACTIVE | ChargePoint CT4000/CP6000 Support Active - Initial Station Activation & Configuration Service includes activation of cloud services and configuration of radio groups, custom groups, connections, access control, visibility control, pricing, reports and alerts. One time initial service per station. |  |  | 394.96 | 0% | Domestic United States
47QMCA22A0006 | DISTRICT FLEET, LLC | CT4000-INSTALL- COMMISSIONING | ChargePoint CT4000 Install - Commissioning - Customer works with their own contractor to perform all construction up to the point where the stations can be bolted down and connected. ChargePoint will then engage an authorized ChargePoint Partner to install the station on the prepared site and commission the station. This includes validating that the electrical capacity, transformers, panels, breakers, wiring, cellular coverage and station installation all meet ChargePoint published requirements and local codes. Upon successful commissioning, the customer will be eligible to obtain warranty coverage under a ChargePoint Maintenance plan, sold separately. Priced per CT4000 station. |  |  | 1333 | 0% | Domestic United States
47QMCA22A0006 | DISTRICT FLEET, LLC | CP6000-INSTALL- COMMISSIONING | ChargePoint CP6000 Install - Commissioning - Customer works with their own contractor to perform all construction up to the point where the stations can be bolted down and connected. ChargePoint will then engage an authorized ChargePoint Partner to install the station on the prepared site and commission the station. This includes validating that the electrical capacity, transformers, panels, breakers, wiring, cellular coverage and station installation all meet ChargePoint published requirements and local codes. Upon successful commissioning, the customer will be eligible to obtain warranty coverage under a ChargePoint Maintenance plan, sold separately. Priced per CT4000 station. |  |  | 1244.13 | 0% | Domestic United States
47QMCA22A0006 | DISTRICT FLEET, LLC | CPF-ACTIVE | CPF Active - Initial Station Activation & Configuration Service for CPF - Activation of cloud services and configuration of radio groups, custom groups, connections, access control, visibility control, pricing, reports, and alerts. One time initial service per station. |  |  | 98.74 | 0% | Domestic United States
47QMCA22A0006 | DISTRICT FLEET, LLC | CPF-INSTALL-COMMISSIONING | CPF Install Commissioning - Customer works with their own contractor to perform all construction up to the point where the stations can be bolted down and connected. ChargePoint will then engage an authorized ChargePoint Partner to install the station on the prepared site and commission the station. This includes validating that the electrical capacity, transformers, panels, breakers, wiring, cellular coverage and station installation all meet ChargePoint published requirements and local codes. Upon successful commissioning, the customer will be eligible to obtain warranty coverage under a ChargePoint Maintenance plan, sold separately. Priced per CPF station. |  |  | 1308.31 | 0% | Domestic United States
47QMCA22A0006 | DISTRICT FLEET, LLC | CPE250-COMMISSIONING | CPE250 Commissioning - This service includes on-site validation of electrical capacity, customer-side transformers, panels, breakers, wiring, cellular coverage so that the station meets all ChargePoint and local code requirements. In addition to verifying and testing the installation, Commissioning also ensures the station is connected to the ChargePoint network, completing software updates and pairing configuration if applicable. In parallel, the ChargePoint Activations team will configure the station and apply policies according to the customer?s specifications. A final Commissioning Report will be provided to the customer. Note that if Commissioning cannot be performed due to site or installation deficiencies for which ChargePoint is not responsible, the customer will incur a rescheduling fee to cover redeployment costs. Priced per Express CPE250 station. |  |  | 1036.78 | 0% | Domestic United States
47QMCA22A0006 | DISTRICT FLEET, LLC | CPE250-INSTALL- COMMISSIONING | CPE250 - Install - Commissioning - This service includes both the Installation and Commissioning of the Express CPE250 charging station. Customers must work with their contractor to perform all construction (the ?make ready?) up to the point where stations can be bolted down and connected. ChargePoint will then perform the on-site validation of electrical capacity, transformers, panels, breakers, wiring, cellular coverage so that they meet all ChargePoint and local code requirements, then install and commission the station. Before installation can begin, ChargePoint requires the customer?s ?make ready? contractor to submit evidence of adherence to ChargePoint?s standards and specifications. In addition to verifying and testing the installation, Commissioning also ensures the station is connected to the ChargePoint network, completing software updates and pairing configuration if applicable. In parallel, the ChargePoint Activations team will configure the station and apply policies according to the customer?s specifications. A final Commissioning Report will be provided to the customer. Note that if Commissioning cannot be performed due to site or installation deficiencies for which ChargePoint is not responsible, the customer will incur a rescheduling fee to cover redeployment costs. Priced per Express CPE250 stat(more...) |  |  | 4635.87 | 0% | Domestic United States
47QMCA22A0006 | DISTRICT FLEET, LLC | CPE250-PAIRED- COMMISSIONING | CPE250 Paired Commissioning -This service includes on-site validation of electrical capacity, transformers, panels, breakers, wiring, cellular coverage so that the station meets all ChargePoint and local code requirements. In addition to verifying and testing the installation, Commissioning also ensures the station is connected to the ChargePoint network, completing software updates and pairing configuration if applicable. In parallel, the ChargePoint Activations team will configure the station and apply policies according to the customer?s specifications. A final Commissioning Report will be provided to the customer. Note that if Commissioning cannot be performed due to site or installation deficiencies for which ChargePoint is not responsible, the customer will incur a rescheduling fee to cover redeployment costs.Priced per Express CPE250 station. |  |  | Priced per Express CPE250 station.
47QMCA22A0006 | DISTRICT FLEET, LLC | EXPP-PL1000/PL2000-COMMISSIONING | Priced 1 per PowerLink - The on-site commissioning consists of checking electrical capacity, transformers, panels, breakers, wiring, cellular coverage, and that the station installation meets all ChargePoint published requirements and local codes. A successful Site Validation is a prerequisite to purchase ChargePoint Assure. | N/A | 1027.89 | 1027.89 | 0%
47QMCA22A0006 | DISTRICT FLEET, LLC | EXPP-BLOCKCOMMISSIONING | Priced 1 per PowerBlock - The on-site commissioning consists of checking electrical capacity, transformers, panels, breakers, wiring, cellular coverage, and that the station installation meets all ChargePoint published requirements and local codes. A successful Site Validation is a prerequisite to purchase ChargePoint Assure. | N/A | 1871.13 | 1871.13 | 0%
47QMCA22A0006 | DISTRICT FLEET, LLC | EXPP-PL1000/PL2000-INSTALL-COMMISSIONING | This service includes both the Installation and Commissioning of the Express Plus Power Link charging station. Customers must work with their contractor to perform all construction (the ‘make ready’) up to the point where the station can be bolted down and connected. ChargePoint will then perform the on-site validation of electrical capacity, transformers, panels, breakers, wiring, cellular coverage so that they meet all ChargePoint and local code requirements, then install and commission the station. Before installation can begin, ChargePoint requires the customer’s ‘make ready’ contractor to submit evidence of adherence to ChargePoint’s standards and specifications. In addition to verifying and testing the installation, Commissioning also ensures the station is connected to the ChargePoint network, completing software updates and pairing configuration if applicable. In parallel, the ChargePoint Activations team will configure the station and apply policies according to the customer’s specifications. A final Commissioning Report will be provided to the customer. Note that if Commissioning cannot be performed due to site or installation deficiencies for which ChargePoint is not responsible, the customer will incur a rescheduling fee to cover redeployment costs. Priced per Express(more...) | N/A | 2177.23 | 2177.23 | 0%
47QMCA22A0006 | DISTRICT FLEET, LLC | EXPP-BLOCK-INSTALL-COMMISSIONING | This service includes both the Installation and Commissioning of the Express Plus Block. Commissioning is required for all Express Plus Blocks. Customers must work with their contractor to perform all construction (the ‘make ready’) up to the point where the Express Plus Block can be bolted down and connected. ChargePoint will then perform the on-site validation of electrical capacity, transformers, panels, breakers, wiring, cellular coverage so that they meet all ChargePoint and local code requirements, then install and commission the station. Before installation can begin, ChargePoint requires the customer’s ‘make ready’ contractor to submit evidence of adherence to ChargePoint’s standards and specifications. A final Commissioning Report will be provided to the customer. Note that if Commissioning cannot be performed due to site or installation deficiencies for which ChargePoint is not responsible, the customer will incur a rescheduling fee to cover redeployment costs. Priced per Express Plus Block. | N/A | 3944.69 | 3944.69 | 0%
47QMCA22A0008 | ENERGY SYSTEMS GROUP, LLC | General Program Oversight & Management (to include onsite visit) | Expert guidance, advice, historical business knowledge and oversight to their direct reports to ensure the projects are executed per ESG and customer requirements and standards. This includes labor, travel, applicable taxes to travel from home office to proposed project location. | Engineering Manager II | 162.57 | 160.94 | 1%
47QMCA22A0008 | ENERGY SYSTEMS GROUP, LLC | Project evalution & Assessment (to include onsite visit) | Includes labor, travel and taxes related to project execution. Services include senior level management of project staff including managing time, resources, money, and project scope are the basic elements to every successful project. Will serve to provide a point of contact for customer and a link back to company leadership. | Project Manager, Sr | 125.38 | 124.13 | 1%
47QMCA22A0008 | ENERGY SYSTEMS GROUP, LLC | Permitting/inspection coordination | Direct project management labor for permit coordination, scheduling inspections and site deliveries. | Administration Support | 65.49 | 64.84 | 1%
47QMCA22A0008 | ENERGY SYSTEMS GROUP, LLC | Utility Rebate & Interconnection Coordination | Services include labor & travel related to performing market research to determine utility incentives and rebates related to ECMs under development. May provide interconnection drawings and gathering feedback from company and project stakeholders. Provides quality assurance to make sure a product meets specifications and standards for incentive payments and interconnection guidelines based on planned product improvements and upgrades. | Development Engineer II | 137.55 | 136.17 | 1%
47QMCA22A0008 | ENERGY SYSTEMS GROUP, LLC | Design Review & Approval of electrical plans | Services include labor and travel related to design review from an expert level engineer with authority and privileges to sign off on electrical drawings, mechanical drawings, civil design including concrete piers and foundations and other related technical standards to meet the proposed facilities and services for the project. | Engineer, Sr | 138.44 | 137.06 | 1%
47QMCA22A0008 | ENERGY SYSTEMS GROUP, LLC | Other Electrical wiring and upgrade of electrical panel | Certified journeyman electrician or higher to conduct electrical wiring and electrial panel upgrades, as necessary. | Electrician, Maintenance | 125.86 | 124.6 | 1%
47QMCA22A0008 | ENERGY SYSTEMS GROUP, LLC | Facility Preparation | Labor, travel, applicable taxes to travel from home office to proposed project location. Evaluate site conditions, develop preliminary sketch of site, and identify physical project location. Report findings to within 7 days. | Facility Support | 66.24 | 65.58 | 1%
47QMCA22A0008 | ENERGY SYSTEMS GROUP, LLC | Station System Support | Station system support requires certified journeyman electrician or higher. Includes labor & travel related to support services in the field. | System Support Specialist | 100.92 | 99.91 | 1%
47QMCA22A0008 | ENERGY SYSTEMS GROUP, LLC | Installation & Activation of panels & Station Support | Labor & travel related to system installation, activation and commissioning, usually requires a journeyman electrician or equivalent. | Electrician, Maintenance | 125.86 | 124.6 | 1%
47QMCA22A0008 | ENERGY SYSTEMS GROUP, LLC | Basic Installation & Site Prep | Labor & travel related to site preparation and basic installation as part of civil construction, excavation, concrete, site grading, and concrete work. | General Maintenance Worker | 75.41 | 74.66 | 1%
47QMCA22A0010 | LIOCE GROUP INC., THE | Basic Installation (when no construction work is required) | Team TLG specializes in EVSE installation, including associated program and construction management. Our technicians receive all devices at our warehouses to bench-test equipment prior to field transport and installation and coordinate closely with our customers throughout the delivery and installation schedule. On the day of delivery, our dispatcher calls ahead to confirm that the end user is ready to receive equipment. Our on-site technicians carefully adhere to all safety protocols, including updated provisions for public safety, post-COVID. We transport equipment to the site, place it in the approved location, and ensure that all equipment is level, secure, and properly grounded. Our staff connect equipment to associated network and power supplies and verify that all connections are functional and stable. Where applicable, our team will complete any software or network configuration necessary and provide interface access to the customer’s IT and facility personnel. | Electrical Contractor Labor | 269.52 | 246.1 | 8.69% | CONUS | Miller Electric Company | Miller Electric Company | EVSEBI
47QMCA22A0011 | OSC SOLUTIONS, INC. | EVSE Site Assessment (to include onsite visit) | Perform All aspects of EVSE Site Assessment, which generally includes: Labor, travel, applicable taxes to travel from home office to proposed project location. Evaluate existing site conditions, including existing power, proposed location of EV charging stations, ADA compliance if required, existing utilities and other site constraints, develop preliminary sketch of site, and identify physical project location, assumptions and constraints. Report findings within 7 days. Manage projects following project processes and where applicable provide direction to assisting Project Engineers. Complete projects per the contractual requirements within budget, on time and with a high level of customer satisfaction. Responsible for the overall financial performance of assigned projects including project planning, billing, revenue forecasting, A/R collections and re-estimating costs of installation projects. Manage the delivery of the contracted scope and secure change orders for the expansion of scope. | PROJECT ENGINEER / MANAGER | 249.39 | 236.92 | 5%
47QMCA22A0011 | OSC SOLUTIONS, INC. | Permitting/inspection (as applicable) | Perform All aspect for obtaining permits, which generally includes: Direct project management labor for permit coordination, including meeting with AHJ, planset submittal, following up on plan check review status, addressing comments and coordination of re-design, obtaining construction permit. Manage projects following project processes and where applicable provide direction to assisting Project Engineers. Complete projects per the contractual requirements within budget, on time and with a high level of customer satisfaction. Responsible for the overall financial performance of assigned projects including project planning, billing, revenue forecasting, A/R collections and re-estimating costs of installation projects. Manage the delivery of the contracted scope and secure change orders for the expansion of scope. | PROJECT ENGINEER / MANAGER | 249.39 | 236.92 | 5%
47QMCA22A0011 | OSC SOLUTIONS, INC. | Utility Coordination | Perform All aspects of utility coordination, which generally includes: Direct project management labor for utility coordination, including reviewing utility specific requirements, meeting with AHJ and utility, submitting utility application with supporting documentation such as site layout and single line diagram, addressing comments, analysis of cost and constructability for specific site. Manage projects following project processes and where applicable provide direction to assisting Project Engineers. Complete projects per the contractual requirements within budget, on time and with a high level of customer satisfaction. Responsible for the overall financial performance of assigned projects including project planning, billing, revenue forecasting, A/R collections and re-estimating costs of installation projects. Manage the delivery of the contracted scope and secure change orders for the expansion of scope. | PROJECT ENGINEER / MANAGER | 249.39 | 236.92 | 5%
47QMCA22A0011 | OSC SOLUTIONS, INC. | Development of electrical plans | Perform All aspects of developing electrical plans, which generally includes: Perform Engineering for development of electrical drawings. Design site layout based on initial EVSE site assessment, optimize layout and conduit routing to provide the most cost-effective solution, prepare required electrical calculations, single line diagram, panel and conduit schedules. Manage projects following project processes and where applicable provide direction to assisting Project Engineers. Complete projects per the contractual requirements within budget, on time and with a high level of customer satisfaction. Responsible for the overall financial performance of assigned projects including project planning, billing, revenue forecasting, A/R collections and re-estimating costs of installation projects. Manage the delivery of the contracted scope and secure change orders for the expansion of scope. | PROJECT ENGINEER / MANAGER | 249.39 | 236.92 | 5%
47QMCA22A0011 | OSC SOLUTIONS, INC. | Electrical wiring and upgrade of electrical panel | Perform all aspects of Electrical Wiring and upgrade of electrical panel, as necessary, including installation, configuration, assisting with startup and commissioning, completing all required project documentation, such as as-builts, punch lists, commissioning reports, etc. Under direct supervision, perform installation, configuration and programming of building systems. Assist with startup, commissioning and re-commissioning of systems that utilize pneumatic / electrical / electronic technology. Assist with the setup of operator workstations. Responsible for completing all project documentation, including: as-builts, work orders, project status reports and punch lists. Perform operator training on how to operate and maintain system. | CONTROLS TECHNICIAN | 233.68 | 222 | 5%
47QMCA22A0011 | OSC SOLUTIONS, INC. | Site Preparation | Perform all aspects of site preparation as required by the AHJ approved construction drawings, including identification of existing utilities, excavation, concrete work, site grading, concrete coring. Under direct supervision, perform installation, configuration and programming of building systems. Assist with startup, commissioning and re-commissioning of systems that utilize pneumatic / electrical / electronic technology. Assist with the setup of operator workstations. Responsible for completing all project documentation, including: as-builts, work orders, project status reports and punch lists. Perform operator training on how to operate and maintain system. | CONTROLS TECHNICIAN | 233.68 | 222 | 5%
47QMCA22A0011 | OSC SOLUTIONS, INC. | Station Activation | Perform all aspects of site activation and commissioning by following charger manufacturer requirements and guidelines as well as EVgo standard procedures and quality control requirements, prepare and provide as-builts and commissioning report. Under direct supervision, perform installation, configuration and programming of building systems. Assist with startup, commissioning and re-commissioning of systems that utilize pneumatic / electrical / electronic technology. Assist with the setup of operator workstations. Responsible for completing all project documentation, including: as-builts, work orders, project status reports and punch lists. Perform operator training on how to operate and maintain system. | CONTROLS TECHNICIAN | 233.68 | 222 | 5%
47QMCA22A0011 | OSC SOLUTIONS, INC. | Affixing or Securing Station | Perform all aspects of Affixing and securing station by following charger manufacturer requirements and guidelines as well as EVgo standard procedures and quality control requirements, prepare and provide as-builts and commissioning report. Under direct supervision, perform installation, configuration and programming of building systems. Assist with startup, commissioning and re-commissioning of systems that utilize pneumatic / electrical / electronic technology. Assist with the setup of operator workstations. Responsible for completing all project documentation, including: as-builts, work orders, project status reports and punch lists. Perform operator training on how to operate and maintain system. | CONTROLS TECHNICIAN | 233.68 | 222 | 5%
47QMCA22A0011 | OSC SOLUTIONS, INC. | Solar Station Set-up | Perform Solar station start up. Under direct supervision, perform installation, configuration and programming of building systems. Assist with startup, commissioning and re-commissioning of systems that utilize pneumatic / electrical / electronic technology. Assist with the setup of operator workstations. Responsible for completing all project documentation, including: as-builts, work orders, project status reports and punch lists. Perform operator training on how to operate and maintain system. | CONTROLS TECHNICIAN | 233.68 | 222 | 5%
47QMCA22A0011 | OSC SOLUTIONS, INC. | Solar Station Site Assessment | Perform solar station site assessment, which generally includes: Labor, travel, applicable taxes to travel from home office to proposed project location. Evaluate site conditions, develop preliminary sketch of site, and identify physical project location. Report findings to within 7 days. Under direct supervision, perform installation, configuration and programming of building systems. Assist with startup, commissioning and re-commissioning of systems that utilize pneumatic / electrical / electronic technology. Assist with the setup of operator workstations. Responsible for completing all project documentation, including: as-builts, work orders, project status reports and punch lists. Perform operator training on how to operate and maintain system. | CONTROLS TECHNICIAN | 233.68 | 222 | 5%
47QMCA22A0011 | OSC SOLUTIONS, INC. | Basic Installation (when no construction work is required) | Perform all aspects of basic installation, which generally includes: Basic installation to match site specific needs and AHJ approved construction drawings. For above ground design, this may include installation of EMT/RMC conduits and electrical wiring, junction boxes and/or conduit bodies and supports per NEC and local jurisdiction requirements.. Under direct supervision, perform installation, configuration and programming of building systems. Assist with startup, commissioning and re-commissioning of systems that utilize pneumatic / electrical / electronic technology. Assist with the setup of operator workstations. Responsible for completing all project documentation, including: as-builts, work orders, project status reports and punch lists. Perform operator training on how to operate and maintain system. | CONTROLS TECHNICIAN | 233.68 | 222 | 5%
47QMCA22A000X | SIEMENS INDUSTRY, INC. | EVSE Site Assessment (to include onsite visit) | Inventory of existing EV infrastructure (if applicable) 1) Make, model, serial number, amperage, photograph of infrastructure, location (latitude, longitude) and aerial map with visual indicator of where the chargers are on the property 2) Encompassing standard level 2 & 3 automotive chargers as well as specialized electric vehicle charging equipment for heavy duty fleet equipment up to Class 8 3) Details around power distribution and feeding branch of existing chargers, number of chargers on each breaker, panel capacity and utilization Utilizing data provided by the site/facilities management 1) General projection of the electric infrastructure capacity and needs of facilities vehicles at a site level, with an estimation of maximum load at each site 2) Charge management capabilities to shift load and/or peak shave An engineering assessment of chosen sites 1) The size of the electrical infrastructure upgrades required to meet the load for new/additional charging equipment 2) On-site placement of the charging infrastructure 3) Type of charging hardware required i.e. (# of ports per station, pedestal/wall-mounted/pantograph/DC vs AC) and infrastructure required to power them, e.g. subsurface excavation or if wall mounted, conduit run. 4) The set-up of the required charger communication network (Wireless, Ethernet, Modbus) and integration Charger and /or Building Management 5) Suggested reconfigurations of parking and site configuration | • Mechanic • Electrical Specialist • Power System Engineer • Electrical Installer • Energy Engineer • Energy Specialist • Energy Project Manager | See GS-07F-217CA for tiered rates by location | See GS-07F-217CA for tiered rates by location | 1% | Continental US , Alaska & Hawaii
47QMCA22A000X | SIEMENS INDUSTRY, INC. | Permitting/inspection (as applicable) | Zoning and permitting submittal and obtainment of approval, third party contracted by Siemens RSS RAM | • Mechanic • Electrical Specialist • Power System Engineer • Electrical Installer • Energy Engineer • Energy Specialist • Energy Project Manager | See GS-07F-217CA for tiered rates by location | See GS-07F-217CA for tiered rates by location | 1% | Continental US , Alaska & Hawaii
47QMCA22A000X | SIEMENS INDUSTRY, INC. | Utility Coordination | 1) Utility coordination incorporating subsurface utilitities like Gas, Water, Electricity, conflict analysis and communication about Charging infrastructure project requirements with site manager and utilities 2) Typical items of discussion include facility excavations in existing and paved roadways, disruption of essential facility services, location of utility facilities, permit procedures, right-of-way access controls, and underground facility damage prevention. | • Mechanic • Electrical Specialist • Power System Engineer • Electrical Installer • Energy Engineer • Energy Specialist • Energy Project Manager | See GS-07F-217CA for tiered rates by location | See GS-07F-217CA for tiered rates by location | 1% | Continental US , Alaska & Hawaii
47QMCA22A000X | SIEMENS INDUSTRY, INC. | Development of electrical plans | Site electrical plans For review: -Product data sheets -Installation manuals For construction: -Final as built drawings charger equipment -Wire diagrams power& comminication between power distribution and chargers -Cables and ducting plans between at site, between chargers and power distribution As built: -Installation information including equipment anchorage provisions -Final, as- built drawings, recording the actual circuiting of panels -Installation, Operation and Maintenance manuals | • Mechanic • Electrical Specialist • Power System Engineer • Electrical Installer • Energy Engineer • Energy Specialist • Energy Project Manager | See GS-07F-217CA for tiered rates by location | See GS-07F-217CA for tiered rates by location | 1% | Continental US , Alaska & Hawaii
47QMCA22A000X | SIEMENS INDUSTRY, INC. | Electrical wiring and upgrade of electrical panel | Panel & Switchboard Extensions Charger related 1)Circuit Breaker replacement/addition 2)Panelboard /Switchboard expansion 3)Metering expansion/addition and associated wiring | • Mechanic • Electrical Specialist • Power System Engineer • Electrical Installer • Energy Engineer • Energy Specialist • Energy Project Manager | See GS-07F-217CA for tiered rates by location | See GS-07F-217CA for tiered rates by location | 1% | Continental US , Alaska & Hawaii
47QMCA22A000X | SIEMENS INDUSTRY, INC. | Site Preparation | Site prepration third party contracted by Siemens RSS RAM | • Mechanic • Electrical Specialist • Power System Engineer • Electrical Installer • Energy Engineer • Energy Specialist • Energy Project Manager | See GS-07F-217CA for tiered rates by location | See GS-07F-217CA for tiered rates by location | 1% | Continental US , Alaska & Hawaii
47QMCA22A000X | SIEMENS INDUSTRY, INC. | Station Activation | Commissioning & Start Up 1) Validation of site readiness, mechanical mounting integrity i.e., wall or pedestal 2) Ingress protection at charger, building, conduits, distribution panels 3) Validation of power cable and communication cable termination 4) Validation in implementation of charger specifics i.e., Network configuration, Wireless, Ethernet, Modbus, Building integration 5) Access control configuration i.e., Open, RFID, Credit Card, Cell Phone App 6) Charger registration into Cloud 7) Functional test of charger with customer vehicle 8) Functional test of Cloud Communication 9) Basic Customer Training of Charger Operation | • Mechanic • Electrical Specialist • Power System Engineer • Electrical Installer • Energy Engineer • Energy Specialist • Energy Project Manager | See GS-07F-217CA for tiered rates by location | See GS-07F-217CA for tiered rates by location | 1% | Continental US , Alaska & Hawaii
47QMCA22A000X | SIEMENS INDUSTRY, INC. | Affixing or Securing Station | Wall, Pedestal or Pad mounting at site included and provided by Siemens, provision to mount equipment to be provided for customer | • Mechanic • Electrical Specialist • Power System Engineer • Electrical Installer • Energy Engineer • Energy Specialist • Energy Project Manager | See GS-07F-217CA for tiered rates by location | See GS-07F-217CA for tiered rates by location | 1% | Continental US
47QMCA22A000X | SIEMENS INDUSTRY, INC. | Basic Installation (when no construction work is required) | Installation with Siemens approved electrical contractors 1) Cable runs and installation from panel board/power distribution to charg equipment 2) Mechanical charger instatllation to wall, pedestal , pad 3) Power & communication cable termination 4) Breaker installation in Panel/switchboards (if required) 5) Power distribution equipment Installation i.e. Switchboards, metering equipment, transformer (if required ) | • Mechanic • Electrical Specialist • Power System Engineer • Electrical Installer • Energy Engineer • Energy Specialist • Energy Project Manager | See GS-07F-217CA for tiered rates by location | See GS-07F-217CA for tiered rates by location | 1% | Continental US , Alaska & Hawaii
47QMCA22A000Y | VERDEK, LLC | EVSE Site Assessment (to include onsite visit) | Site assessment is done to verify available electrical services, paths to bring conduits and wires, cell signal strength for possible signal boosters. There is a 4 Hour minimum cCharge. | Project Manager | 163.39 | 161.7561 | 1%
47QMCA22A000Y | VERDEK, LLC | Permitting/inspection (as applicable) | FINAL STATION INSTALLATION Permits/plan checks/ inspections. Permitting and inspections will always be part of a proposal that include installation. | N/A | 1695.72 | 1678.7628 | 1%
47QMCA22A000Y | VERDEK, LLC | Utility Coordination | Depending on the service requirement we will need. There is a 4 Hour minimum charge. | Project Manager | 163.39 | 161.7561 | 1%
47QMCA22A000Y | VERDEK, LLC | Development of electrical plans | Supply of engineering plans by registered electrical engineer and process follow through till approval | Project Manager | 163.39 | 161.7561 | 1%
47QMCA22A000Y | VERDEK, LLC | Electrical wiring and upgrade of electrical panel | Generally, includes a subpanel or the installation of a new service depending of the project. Price includes: Panel + framing rack + 8 hours journeyman | N/A | 6017.22 | 5957.0478 | 1%
47QMCA22A000Y | VERDEK, LLC | Station Activation | Online process to connect station to the network | N/A | 176.32 | 174.5568 | 1%
47QMCA22A000Y | VERDEK, LLC | Level 2 Basic Installation (when no construction work is required) | FINAL INSTALLATION Level 1/Level 2 With site already prepared. When wiring with 4' stub up and concrete pad. Installation of charger and power up. No protective bollards. | N/A | 1300.72 | 1287.7128 | 1%
47QMCA22A000Y | VERDEK, LLC | Level 3 Basic Installation (when no construction work is required) | FINAL INSTALLATION Level 3 DC Installation with site already prepared. When wiring with 4' stub up and concrete pad. Installation of charger and power up. No protective bollards. | N/A | 2822.87 | 2794.6413 | 1%
47QMCA22A000Y | VERDEK, LLC | Other | Supply and installation of 2 protective bollards per station - It includes the supply of 2 bollards and 8 hours of a journeyman for for the installation | N/A | 1382.04 | 1368.2196 | 1%
47QMCA22A000Y | VERDEK, LLC | CHARGEPOINT EXPP-BLOCK-COMMISSIONING | The Commissioning service includes on-site validation of electrical capacity, transformers, panels, breakers, wiring, and that the Express Plus Power Block installation meets all ChargePoint published requirements and local codes. A final Commissioning Report will be provided to the customer. Note that if Commissioning cannot be performed to completion due to site or installation deficiencies, the customer will incur a rescheduling fee to repeat the service after site deficiencies are corrected. | N/A | 1546.1 | 1530.639 | 1%
47QMCA22A000Y | VERDEK, LLC | CHARGEPOINT EXPP-PL1000-COMMISSIONING | The Commissioning service includes on-site validation of electrical capacity, transformers, panels, breakers, wiring, cellular coverage and that the station installation meets all ChargePoint published requirements and local codes. In addition to verifying and testing the installation, the Commissioning service includes ensuring the ChargePoint station is connected to the ChargePoint network, to properly establish communications, ensure the software is up to date, and perform pairing configuration, if required. In conjunction with Commissioning, the ChargePoint Activations team will configure the station and apply policies according to the customer’s specifications. A final Commissioning Report will be provided to the customer. Note that if Commissioning cannot be performed to completion due to site or installation deficiencies, the customer will incur a rescheduling fee to repeat the service after site deficiencies are corrected. | N/A | 797.98 | 790.0002 | 1%
47QMCA22A000Y | VERDEK, LLC | CHARGEPOINT CPE250-COMMISSIONING | This service includes on-site validation of electrical capacity, transformers, panels, breakers, wiring, cellular coverage. Priced Per Unit. | N/A | 987.51 | 977.6349 | 1%
47QMCA22A000Y | VERDEK, LLC | AMPLY POWER CONF-V | Telematics Configuration to OMEGA. Priced Per Unit. | N/A | 385.97 | 366.6715 | 5%
47QMCA22A000Y | VERDEK, LLC | AMPLY POWER CONF-C | EVSE Configuration and Commissioning to OMEGA. Priced Per Unit. | N/A | 385.97 | 366.6715 | 5%
47QMCA22A000Y | VERDEK, LLC | CHARGEPOINT CPSUPPORT-ACTIVE | Initial Station Activation & Configuration Service for CT4000 Activation. Priced Per Unit. | N/A | 349.12 | 345.6288 | 1%
47QMCA22A000Y | VERDEK, LLC | CHARGEPOINT CT4000-INSTALLVALID | Customer works with their own contractor to perform all construction up to the point where the stations can be bolted down and connected. CT4000 Validation. Priced Per unit. | N/A | 1376.52 | 1362.7548 | 1%
47QMCA22A000Y | VERDEK, LLC | CHARGEPOINT CPSUPPORT-SITEVALID | Customer works with their own contractor to perform all construction and station installation services. | N/A | 597.4912 | 591.5163 | 1%
47QMCA22A000Y | VERDEK, LLC | CHARGEPOINT CPF-ACTIVE | Fleet Application Only - Initial Station Activation & Configuration Service | N/A | 114.71 | 113.5629 | 1%
47QMCA22A000Y | VERDEK, LLC | CHARGEPOINT CPF-INSTALLVALID | Customer works with their own contractor to perform all construction and station installation services. | N/A | 1316.68 | 1303.5132 | 1%
47QMCA22A000Y | VERDEK, LLC | ABB E-mobility Inc. ACDCWB | Activation Fee per Terra DC Wallbox. Priced Per unit. | N/A | 148.61 | 141.1795 | 5%
47QMCA22A000Y | VERDEK, LLC | ABB E-mobility Inc. ACT1X4 | Activation Fee per Terra 94/124/184 - Priced Per unit. | N/A | 617.13 | 586.2735 | 5%
47QMCA22A000Y | VERDEK, LLC | ABB E-mobility Inc. ACTHP | Activation Fee per Terra HP or HVC - Priced Per unit. | N/A | 2730.18 | 2593.671 | 5%
47QMCA22A000Y | VERDEK, LLC | ABB E-mobility Inc. ACTHP3D | Activation Fee per Terra HP350 or Terra HP 175 Dynamic - Priced Per unit. | N/A | 1815.84 | 1725.048 | 5%
47QMCA22A000Y | VERDEK, LLC | ABB E-mobility Inc. CSAHVC | Onsite Commissioning Fee per HVC (includes one Depot Charge Box) | N/A | 2389.52 | 2270.044 | 5%
47QMCA22A000Y | VERDEK, LLC | Site Preparation | It includes the labor of by Project Manager, Journeyman and Apprentice to bring utilities to the final location and have the site "make-ready" to do the final installation. Adding electrical panel if needed, run conduits to final site, add concrete pad if a pedestal station run wires to site to have the ready for the installation of the station | Project Manager Journeyman Apprentice | Project Manager: $163.39 Journeyman: $110.23 Apprentice: $90.77 | Project Manager: $161.76 Journeyman: $109.13 Apprentice: $89.86 | 1%
47QMCA22A000Y | VERDEK, LLC | CP6000-INSTALLVALID | Customer works with their own contractor to perform all construction up to the point where the stations can be bolted down and connected. ChargePoint will then engage an authorized ChargePoint Partner to install the station on the prepared site and perform a Site Validation. This includes validating that the electrical capacity, transformers, panels, breakers, wiring, cellular coverage and station installation all meet ChargePoint published requirements and local codes. Upon successful Site Validation, the customer will be eligible to obtain warranty coverage under a ChargePoint Maintenance plan, sold separately. Note, a failed Site Validation will incur a second validation fee to repeat the validation after the site deficiencies are corrected. Priced per CP6000 station. | N/A | 1256.83 | 1244.2617 | 1% | Domestic United States
47QMCA22A000Y | VERDEK, LLC | CPE280-COMMISSIONING | This service includes on-site validation of electrical capacity, transformers, panels, breakers, wiring, cellular coverage so that the station meets all ChargePoint and local code requirements. In addition to verifying and testing the installation, Commissioning also ensures the station is connected to the ChargePoint network, completing software updates and pairing configuration if applicable. In parallel, the ChargePoint Activations team will configure the station and apply policies according to the customer’s specifications. A final Commissioning Report will be provided to the customer. Note that if Commissioning cannot be performed due to site or installation deficiencies for which ChargePoint is not responsible, the customer will incur a rescheduling fee to cover redeployment costs. Priced per Express CPE280 station. | N/A | 897.73 | 888.7527 | 1% | Domestic United States
47QMCA22A000Y | VERDEK, LLC | CPE280-INSTALL-COMMISSIONING | This service includes both the Installation and Commissioning of the Express CPE280 charging station. Customers must work with their contractor to perform all construction (the ‘make ready’) up to the point where stations can be bolted down and connected. ChargePoint will then perform the on-site validation of electrical capacity, transformers, panels, breakers, wiring, cellular coverage so that they meet all ChargePoint and local code requirements, then install and commission the station. Before installation can begin, ChargePoint requires the customer’s ‘make ready’ contractor to submit evidence of adherence to ChargePoint’s standards and specifications. In addition to verifying and testing the installation, Commissioning also ensures the station is connected to the ChargePoint network, completing software updates and pairing configuration if applicable. In parallel, the ChargePoint Activations team will configure the station and apply policies according to the customer’s specifications. A final Commissioning Report will be provided to the customer. Note that if Commissioning cannot be performed due to site or installation deficiencies for which ChargePoint is not responsible, the customer will incur a rescheduling fee to cover redeployment costs. Priced per Express CPE280 stat(more...) | N/A | 4388.92 | 4345.0308 | 1% | Domestic United States
47QMCA22A000Y | VERDEK, LLC | CPE280-PAIRED-COMMISSIONING | This service includes on-site validation of electrical capacity, transformers, panels, breakers, wiring, cellular coverage so that the station meets all ChargePoint and local code requirements. In addition to verifying and testing the installation, Commissioning also ensures the station is connected to the ChargePoint network, completing software updates and pairing configuration if applicable. In parallel, the ChargePoint Activations team will configure the station and apply policies according to the customer’s specifications. A final Commissioning Report will be provided to the customer. Note that if Commissioning cannot be performed due to site or installation deficiencies for which ChargePoint is not responsible, the customer will incur a rescheduling fee to cover redeployment costs. Priced per Express CPE280 station. | N/A | 897.73 | 888.7527 | 1% | Domestic United States
47QMCA22A000Y | VERDEK, LLC | CPE280-PAIRED-INSTALL-COMMISSIONING | This service includes both the Installation and Commissioning of the paired Express CPE280 charging stations. Customers must work with their contractor to perform all construction (the ‘make ready’) up to the point where stations can be bolted down and connected. ChargePoint will then perform the on-site validation of electrical capacity, transformers, panels, breakers, wiring, cellular coverage so that they meet all ChargePoint and local code requirements, then install and commission the paired stations. Before installation can begin, ChargePoint requires the customer’s ‘make ready’ contractor to submit evidence of adherence to ChargePoint’s standards and specifications. In addition to verifying and testing the installation, Commissioning also ensures the station is connected to the ChargePoint network, completing software updates and pairing configuration if applicable. In parallel, the ChargePoint Activations team will configure the station and apply policies according to the customer’s specifications. A final Commissioning Report will be provided to the customer. Note that if Commissioning cannot be performed due to site or installation deficiencies for which ChargePoint is not responsible, the customer will incur a rescheduling fee to cover redeployment costs. Priced per Exp(more...) | N/A | 4388.92 | 4345.0308 | 1% | Domestic United States
47QMCA22A000Z | WSP USA SOLUTIONS INC. | EVSE Site Assessment (to include onsite visit) |  | Engineer I | 118.19 | 117.01 | 1% | US
47QMCA22A000Z | WSP USA SOLUTIONS INC. | EVSE Site Assessment (to include onsite visit) |  | Engineer II | 143.74 | 142.3 | 1% | US
47QMCA22A000Z | WSP USA SOLUTIONS INC. | EVSE Site Assessment (to include onsite visit) | WSP brings its extensive experience and success in traditional fleet facility design projects to EV fleet focused projects. WSP has been involved in preparing EV focused designs for new and existing sites for over 100 different facilities across North America and beyond. WSP is focused on developing design solutions that are scalable and expandable as the fleet transitions over time, regardless of whether there is an existing master plan or who created the existing master plan. Each site is individually evaluated and matched with the anticipated EV fleet and available charging technologies to determine the most appropriate implementation strategy. | Engineer III | 177.27 | 175.5 | 1% | US
47QMCA22A000Z | WSP USA SOLUTIONS INC. | EVSE Site Assessment (to include onsite visit) | WSP brings its extensive experience and success in traditional fleet facility design projects to EV fleet focused projects. WSP has been involved in preparing EV focused designs for new and existing sites for over 100 different facilities across North America and beyond. WSP is focused on developing design solutions that are scalable and expandable as the fleet transitions over time, regardless of whether there is an existing master plan or who created the existing master plan. Each site is individually evaluated and matched with the anticipated EV fleet and available charging technologies to determine the most appropriate implementation strategy. | Engineer IV | 207.58 | 205.5 | 1% | US
47QMCA22A000Z | WSP USA SOLUTIONS INC. | EVSE Site Assessment (to include onsite visit) | WSP brings its extensive experience and success in traditional fleet facility design projects to EV fleet focused projects. WSP has been involved in preparing EV focused designs for new and existing sites for over 100 different facilities across North America and beyond. WSP is focused on developing design solutions that are scalable and expandable as the fleet transitions over time, regardless of whether there is an existing master plan or who created the existing master plan. Each site is individually evaluated and matched with the anticipated EV fleet and available charging technologies to determine the most appropriate implementation strategy. | Project Manager II | 200.29 | 198.29 | 1% | US
47QMCA22A000Z | WSP USA SOLUTIONS INC. | Permitting/inspection (as applicable) | Electric utility support is often overlooked as a small part of any transition plan. Too many fleet owners have ordered a tranche of vehicles and then begun the utility engagement process, only to be told that new power supplies won’t be available for 3-4 years. WSP recognized early that utility interconnection is one of the slowest moving parts of each transition project, and as such we emphasize to our clients the benefits of early engagement with the local utility. To support that, we offer an experienced team of energy engineers who understand electric utility requirements related to fleet transitions. They have worked with electric utilities before to phase in power (avoiding interruptions to fleet transitions); to avoid potential future re-work from poorly planned pilot projects; and to pivot transition plans to adapt when we have received early notification of long lead times for new substation infrastructure. There are over 3,000 electric utilities across the country, and each has different processes for new load applications and interconnection agreements. WSP insights are crucial to navigating those processes. Beyond initial capital costs, it is also important to understand the ongoing operating costs of using electricity as the fuel. The WSP utility team can evaluate the tariffs offered by each utility, where rates may vary with time of day or based on monthly peak demand usage, to predict costs more accurately for the agency. Since the actual costs can be quite complicated. WSP will explore charge management software options for each site according to operations. WSP’s utility team also regularly performs analysis for reliability and resilience of power supplies. Each fleet and site will face different options for procuring reliable power, with some probably moving to onsite power generation in the form of a microgrid to improve resilience (see figure at right). WSP can offer early consulting to determine feasibility, cost, level of sustainability, and more at each site, considering operations, vehicle types, charger recommendations, and software integrator options. There are many potential benefits, but also significant hurdles to implementing this in practice. WSP can assist GSA clients in all of the following areas: Load Modeling; Utility Coordination; Permitting; V2G and V2X Analysis; Resiliency Planning; Solar and Microgrid Integration; Demand Management Strategies | Engineer I | 118.19 | 117.01 | 1% | US
47QMCA22A000Z | WSP USA SOLUTIONS INC. | Permitting/inspection (as applicable) | Electric utility support is often overlooked as a small part of any transition plan. Too many fleet owners have ordered a tranche of vehicles and then begun the utility engagement process, only to be told that new power supplies won’t be available for 3-4 years. WSP recognized early that utility interconnection is one of the slowest moving parts of each transition project, and as such we emphasize to our clients the benefits of early engagement with the local utility. To support that, we offer an experienced team of energy engineers who understand electric utility requirements related to fleet transitions. They have worked with electric utilities before to phase in power (avoiding interruptions to fleet transitions); to avoid potential future re-work from poorly planned pilot projects; and to pivot transition plans to adapt when we have received early notification of long lead times for new substation infrastructure. There are over 3,000 electric utilities across the country, and each has different processes for new load applications and interconnection agreements. WSP insights are crucial to navigating those processes. Beyond initial capital costs, it is also important to understand the ongoing operating costs of using electricity as the fuel. The WSP utility team can evaluate the tariffs offered by each utility, where rates may vary with time of day or based on monthly peak demand usage, to predict costs more accurately for the agency. Since the actual costs can be quite complicated. WSP will explore charge management software options for each site according to operations. WSP’s utility team also regularly performs analysis for reliability and resilience of power supplies. Each fleet and site will face different options for procuring reliable power, with some probably moving to onsite power generation in the form of a microgrid to improve resilience (see figure at right). WSP can offer early consulting to determine feasibility, cost, level of sustainability, and more at each site, considering operations, vehicle types, charger recommendations, and software integrator options. There are many potential benefits, but also significant hurdles to implementing this in practice. WSP can assist GSA clients in all of the following areas: Load Modeling; Utility Coordination; Permitting; V2G and V2X Analysis; Resiliency Planning; Solar and Microgrid Integration; Demand Management Strategies | Engineer II | 143.74 | 142.3 | 1% | US
47QMCA22A000Z | WSP USA SOLUTIONS INC. | Permitting/inspection (as applicable) | Electric utility support is often overlooked as a small part of any transition plan. Too many fleet owners have ordered a tranche of vehicles and then begun the utility engagement process, only to be told that new power supplies won’t be available for 3-4 years. WSP recognized early that utility interconnection is one of the slowest moving parts of each transition project, and as such we emphasize to our clients the benefits of early engagement with the local utility. To support that, we offer an experienced team of energy engineers who understand electric utility requirements related to fleet transitions. They have worked with electric utilities before to phase in power (avoiding interruptions to fleet transitions); to avoid potential future re-work from poorly planned pilot projects; and to pivot transition plans to adapt when we have received early notification of long lead times for new substation infrastructure. There are over 3,000 electric utilities across the country, and each has different processes for new load applications and interconnection agreements. WSP insights are crucial to navigating those processes. Beyond initial capital costs, it is also important to understand the ongoing operating costs of using electricity as the fuel. The WSP utility team can evaluate the tariffs offered by each utility, where rates may vary with time of day or based on monthly peak demand usage, to predict costs more accurately for the agency. Since the actual costs can be quite complicated. WSP will explore charge management software options for each site according to operations. WSP’s utility team also regularly performs analysis for reliability and resilience of power supplies. Each fleet and site will face different options for procuring reliable power, with some probably moving to onsite power generation in the form of a microgrid to improve resilience (see figure at right). WSP can offer early consulting to determine feasibility, cost, level of sustainability, and more at each site, considering operations, vehicle types, charger recommendations, and software integrator options. There are many potential benefits, but also significant hurdles to implementing this in practice. WSP can assist GSA clients in all of the following areas: Load Modeling; Utility Coordination; Permitting; V2G and V2X Analysis; Resiliency Planning; Solar and Microgrid Integration; Demand Management Strategies | Engineer III | 177.27 | 175.5 | 1% | US
47QMCA22A000Z | WSP USA SOLUTIONS INC. | Permitting/inspection (as applicable) | Electric utility support is often overlooked as a small part of any transition plan. Too many fleet owners have ordered a tranche of vehicles and then begun the utility engagement process, only to be told that new power supplies won’t be available for 3-4 years. WSP recognized early that utility interconnection is one of the slowest moving parts of each transition project, and as such we emphasize to our clients the benefits of early engagement with the local utility. To support that, we offer an experienced team of energy engineers who understand electric utility requirements related to fleet transitions. They have worked with electric utilities before to phase in power (avoiding interruptions to fleet transitions); to avoid potential future re-work from poorly planned pilot projects; and to pivot transition plans to adapt when we have received early notification of long lead times for new substation infrastructure. There are over 3,000 electric utilities across the country, and each has different processes for new load applications and interconnection agreements. WSP insights are crucial to navigating those processes. Beyond initial capital costs, it is also important to understand the ongoing operating costs of using electricity as the fuel. The WSP utility team can evaluate the tariffs offered by each utility, where rates may vary with time of day or based on monthly peak demand usage, to predict costs more accurately for the agency. Since the actual costs can be quite complicated. WSP will explore charge management software options for each site according to operations. WSP’s utility team also regularly performs analysis for reliability and resilience of power supplies. Each fleet and site will face different options for procuring reliable power, with some probably moving to onsite power generation in the form of a microgrid to improve resilience (see figure at right). WSP can offer early consulting to determine feasibility, cost, level of sustainability, and more at each site, considering operations, vehicle types, charger recommendations, and software integrator options. There are many potential benefits, but also significant hurdles to implementing this in practice. WSP can assist GSA clients in all of the following areas: Load Modeling; Utility Coordination; Permitting; V2G and V2X Analysis; Resiliency Planning; Solar and Microgrid Integration; Demand Management Strategies | Engineer IV | 207.58 | 205.5 | 1% | US
47QMCA22A000Z | WSP USA SOLUTIONS INC. | Permitting/inspection (as applicable) | Electric utility support is often overlooked as a small part of any transition plan. Too many fleet owners have ordered a tranche of vehicles and then begun the utility engagement process, only to be told that new power supplies won’t be available for 3-4 years. WSP recognized early that utility interconnection is one of the slowest moving parts of each transition project, and as such we emphasize to our clients the benefits of early engagement with the local utility. To support that, we offer an experienced team of energy engineers who understand electric utility requirements related to fleet transitions. They have worked with electric utilities before to phase in power (avoiding interruptions to fleet transitions); to avoid potential future re-work from poorly planned pilot projects; and to pivot transition plans to adapt when we have received early notification of long lead times for new substation infrastructure. There are over 3,000 electric utilities across the country, and each has different processes for new load applications and interconnection agreements. WSP insights are crucial to navigating those processes. Beyond initial capital costs, it is also important to understand the ongoing operating costs of using electricity as the fuel. The WSP utility team can evaluate the tariffs offered by each utility, where rates may vary with time of day or based on monthly peak demand usage, to predict costs more accurately for the agency. Since the actual costs can be quite complicated. WSP will explore charge management software options for each site according to operations. WSP’s utility team also regularly performs analysis for reliability and resilience of power supplies. Each fleet and site will face different options for procuring reliable power, with some probably moving to onsite power generation in the form of a microgrid to improve resilience (see figure at right). WSP can offer early consulting to determine feasibility, cost, level of sustainability, and more at each site, considering operations, vehicle types, charger recommendations, and software integrator options. There are many potential benefits, but also significant hurdles to implementing this in practice. WSP can assist GSA clients in all of the following areas: Load Modeling; Utility Coordination; Permitting; V2G and V2X Analysis; Resiliency Planning; Solar and Microgrid Integration; Demand Management Strategies | Project Manager II | 200.29 | 198.29 | 1% | US
47QMCA22A000Z | WSP USA SOLUTIONS INC. | Utility Coordination | Electric utility support is often overlooked as a small part of any transition plan. Too many fleet owners have ordered a tranche of vehicles and then begun the utility engagement process, only to be told that new power supplies won’t be available for 3-4 years. WSP recognized early that utility interconnection is one of the slowest moving parts of each transition project, and as such we emphasize to our clients the benefits of early engagement with the local utility. To support that, we offer an experienced team of energy engineers who understand electric utility requirements related to fleet transitions. They have worked with electric utilities before to phase in power (avoiding interruptions to fleet transitions); to avoid potential future re-work from poorly planned pilot projects; and to pivot transition plans to adapt when we have received early notification of long lead times for new substation infrastructure. There are over 3,000 electric utilities across the country, and each has different processes for new load applications and interconnection agreements. WSP insights are crucial to navigating those processes. Beyond initial capital costs, it is also important to understand the ongoing operating costs of using electricity as the fuel. The WSP utility team can evaluate the tariffs offered by each utility, where rates may vary with time of day or based on monthly peak demand usage, to predict costs more accurately for the agency. Since the actual costs can be quite complicated. WSP will explore charge management software options for each site according to operations. WSP’s utility team also regularly performs analysis for reliability and resilience of power supplies. Each fleet and site will face different options for procuring reliable power, with some probably moving to onsite power generation in the form of a microgrid to improve resilience (see figure at right). WSP can offer early consulting to determine feasibility, cost, level of sustainability, and more at each site, considering operations, vehicle types, charger recommendations, and software integrator options. There are many potential benefits, but also significant hurdles to implementing this in practice. WSP can assist GSA clients in all of the following areas: Load Modeling; Utility Coordination; Permitting; V2G and V2X Analysis; Resiliency Planning; Solar and Microgrid Integration; Demand Management Strategies | Engineer I | 118.19 | 117.01 | 1% | US
47QMCA22A000Z | WSP USA SOLUTIONS INC. | Utility Coordination | Electric utility support is often overlooked as a small part of any transition plan. Too many fleet owners have ordered a tranche of vehicles and then begun the utility engagement process, only to be told that new power supplies won’t be available for 3-4 years. WSP recognized early that utility interconnection is one of the slowest moving parts of each transition project, and as such we emphasize to our clients the benefits of early engagement with the local utility. To support that, we offer an experienced team of energy engineers who understand electric utility requirements related to fleet transitions. They have worked with electric utilities before to phase in power (avoiding interruptions to fleet transitions); to avoid potential future re-work from poorly planned pilot projects; and to pivot transition plans to adapt when we have received early notification of long lead times for new substation infrastructure. There are over 3,000 electric utilities across the country, and each has different processes for new load applications and interconnection agreements. WSP insights are crucial to navigating those processes. Beyond initial capital costs, it is also important to understand the ongoing operating costs of using electricity as the fuel. The WSP utility team can evaluate the tariffs offered by each utility, where rates may vary with time of day or based on monthly peak demand usage, to predict costs more accurately for the agency. Since the actual costs can be quite complicated. WSP will explore charge management software options for each site according to operations. WSP’s utility team also regularly performs analysis for reliability and resilience of power supplies. Each fleet and site will face different options for procuring reliable power, with some probably moving to onsite power generation in the form of a microgrid to improve resilience (see figure at right). WSP can offer early consulting to determine feasibility, cost, level of sustainability, and more at each site, considering operations, vehicle types, charger recommendations, and software integrator options. There are many potential benefits, but also significant hurdles to implementing this in practice. WSP can assist GSA clients in all of the following areas: Load Modeling; Utility Coordination; Permitting; V2G and V2X Analysis; Resiliency Planning; Solar and Microgrid Integration; Demand Management Strategies | Engineer II | 143.74 | 142.3 | 1% | US
47QMCA22A000Z | WSP USA SOLUTIONS INC. | Utility Coordination | Electric utility support is often overlooked as a small part of any transition plan. Too many fleet owners have ordered a tranche of vehicles and then begun the utility engagement process, only to be told that new power supplies won’t be available for 3-4 years. WSP recognized early that utility interconnection is one of the slowest moving parts of each transition project, and as such we emphasize to our clients the benefits of early engagement with the local utility. To support that, we offer an experienced team of energy engineers who understand electric utility requirements related to fleet transitions. They have worked with electric utilities before to phase in power (avoiding interruptions to fleet transitions); to avoid potential future re-work from poorly planned pilot projects; and to pivot transition plans to adapt when we have received early notification of long lead times for new substation infrastructure. There are over 3,000 electric utilities across the country, and each has different processes for new load applications and interconnection agreements. WSP insights are crucial to navigating those processes. Beyond initial capital costs, it is also important to understand the ongoing operating costs of using electricity as the fuel. The WSP utility team can evaluate the tariffs offered by each utility, where rates may vary with time of day or based on monthly peak demand usage, to predict costs more accurately for the agency. Since the actual costs can be quite complicated. WSP will explore charge management software options for each site according to operations. WSP’s utility team also regularly performs analysis for reliability and resilience of power supplies. Each fleet and site will face different options for procuring reliable power, with some probably moving to onsite power generation in the form of a microgrid to improve resilience (see figure at right). WSP can offer early consulting to determine feasibility, cost, level of sustainability, and more at each site, considering operations, vehicle types, charger recommendations, and software integrator options. There are many potential benefits, but also significant hurdles to implementing this in practice. WSP can assist GSA clients in all of the following areas: Load Modeling; Utility Coordination; Permitting; V2G and V2X Analysis; Resiliency Planning; Solar and Microgrid Integration; Demand Management Strategies | Engineer III | 177.27 | 175.5 | 1% | US
47QMCA22A000Z | WSP USA SOLUTIONS INC. | Utility Coordination | Electric utility support is often overlooked as a small part of any transition plan. Too many fleet owners have ordered a tranche of vehicles and then begun the utility engagement process, only to be told that new power supplies won’t be available for 3-4 years. WSP recognized early that utility interconnection is one of the slowest moving parts of each transition project, and as such we emphasize to our clients the benefits of early engagement with the local utility. To support that, we offer an experienced team of energy engineers who understand electric utility requirements related to fleet transitions. They have worked with electric utilities before to phase in power (avoiding interruptions to fleet transitions); to avoid potential future re-work from poorly planned pilot projects; and to pivot transition plans to adapt when we have received early notification of long lead times for new substation infrastructure. There are over 3,000 electric utilities across the country, and each has different processes for new load applications and interconnection agreements. WSP insights are crucial to navigating those processes. Beyond initial capital costs, it is also important to understand the ongoing operating costs of using electricity as the fuel. The WSP utility team can evaluate the tariffs offered by each utility, where rates may vary with time of day or based on monthly peak demand usage, to predict costs more accurately for the agency. Since the actual costs can be quite complicated. WSP will explore charge management software options for each site according to operations. WSP’s utility team also regularly performs analysis for reliability and resilience of power supplies. Each fleet and site will face different options for procuring reliable power, with some probably moving to onsite power generation in the form of a microgrid to improve resilience (see figure at right). WSP can offer early consulting to determine feasibility, cost, level of sustainability, and more at each site, considering operations, vehicle types, charger recommendations, and software integrator options. There are many potential benefits, but also significant hurdles to implementing this in practice. WSP can assist GSA clients in all of the following areas: Load Modeling; Utility Coordination; Permitting; V2G and V2X Analysis; Resiliency Planning; Solar and Microgrid Integration; Demand Management Strategies | Engineer IV | 207.58 | 205.5 | 1% | US
47QMCA22A000Z | WSP USA SOLUTIONS INC. | Utility Coordination | Electric utility support is often overlooked as a small part of any transition plan. Too many fleet owners have ordered a tranche of vehicles and then begun the utility engagement process, only to be told that new power supplies won’t be available for 3-4 years. WSP recognized early that utility interconnection is one of the slowest moving parts of each transition project, and as such we emphasize to our clients the benefits of early engagement with the local utility. To support that, we offer an experienced team of energy engineers who understand electric utility requirements related to fleet transitions. They have worked with electric utilities before to phase in power (avoiding interruptions to fleet transitions); to avoid potential future re-work from poorly planned pilot projects; and to pivot transition plans to adapt when we have received early notification of long lead times for new substation infrastructure. There are over 3,000 electric utilities across the country, and each has different processes for new load applications and interconnection agreements. WSP insights are crucial to navigating those processes. Beyond initial capital costs, it is also important to understand the ongoing operating costs of using electricity as the fuel. The WSP utility team can evaluate the tariffs offered by each utility, where rates may vary with time of day or based on monthly peak demand usage, to predict costs more accurately for the agency. Since the actual costs can be quite complicated. WSP will explore charge management software options for each site according to operations. WSP’s utility team also regularly performs analysis for reliability and resilience of power supplies. Each fleet and site will face different options for procuring reliable power, with some probably moving to onsite power generation in the form of a microgrid to improve resilience (see figure at right). WSP can offer early consulting to determine feasibility, cost, level of sustainability, and more at each site, considering operations, vehicle types, charger recommendations, and software integrator options. There are many potential benefits, but also significant hurdles to implementing this in practice. WSP can assist GSA clients in all of the following areas: Load Modeling; Utility Coordination; Permitting; V2G and V2X Analysis; Resiliency Planning; Solar and Microgrid Integration; Demand Management Strategies | Project Manager II | 200.29 | 198.29 | 1% | US
47QMCA22A000Z | WSP USA SOLUTIONS INC. | Development of electrical plans | Electric utility support is often overlooked as a small part of any transition plan. Too many fleet owners have ordered a tranche of vehicles and then begun the utility engagement process, only to be told that new power supplies won’t be available for 3-4 years. WSP recognized early that utility interconnection is one of the slowest moving parts of each transition project, and as such we emphasize to our clients the benefits of early engagement with the local utility. To support that, we offer an experienced team of energy engineers who understand electric utility requirements related to fleet transitions. They have worked with electric utilities before to phase in power (avoiding interruptions to fleet transitions); to avoid potential future re-work from poorly planned pilot projects; and to pivot transition plans to adapt when we have received early notification of long lead times for new substation infrastructure. There are over 3,000 electric utilities across the country, and each has different processes for new load applications and interconnection agreements. WSP insights are crucial to navigating those processes. Beyond initial capital costs, it is also important to understand the ongoing operating costs of using electricity as the fuel. The WSP utility team can evaluate the tariffs offered by each utility, where rates may vary with time of day or based on monthly peak demand usage, to predict costs more accurately for the agency. Since the actual costs can be quite complicated. WSP will explore charge management software options for each site according to operations. WSP’s utility team also regularly performs analysis for reliability and resilience of power supplies. Each fleet and site will face different options for procuring reliable power, with some probably moving to onsite power generation in the form of a microgrid to improve resilience (see figure at right). WSP can offer early consulting to determine feasibility, cost, level of sustainability, and more at each site, considering operations, vehicle types, charger recommendations, and software integrator options. There are many potential benefits, but also significant hurdles to implementing this in practice. WSP can assist GSA clients in all of the following areas: Load Modeling; Utility Coordination; Permitting; V2G and V2X Analysis; Resiliency Planning; Solar and Microgrid Integration; Demand Management Strategies | Engineer I | 118.19 | 117.01 | 1% | US
47QMCA22A000Z | WSP USA SOLUTIONS INC. | Development of electrical plans | Electric utility support is often overlooked as a small part of any transition plan. Too many fleet owners have ordered a tranche of vehicles and then begun the utility engagement process, only to be told that new power supplies won’t be available for 3-4 years. WSP recognized early that utility interconnection is one of the slowest moving parts of each transition project, and as such we emphasize to our clients the benefits of early engagement with the local utility. To support that, we offer an experienced team of energy engineers who understand electric utility requirements related to fleet transitions. They have worked with electric utilities before to phase in power (avoiding interruptions to fleet transitions); to avoid potential future re-work from poorly planned pilot projects; and to pivot transition plans to adapt when we have received early notification of long lead times for new substation infrastructure. There are over 3,000 electric utilities across the country, and each has different processes for new load applications and interconnection agreements. WSP insights are crucial to navigating those processes. Beyond initial capital costs, it is also important to understand the ongoing operating costs of using electricity as the fuel. The WSP utility team can evaluate the tariffs offered by each utility, where rates may vary with time of day or based on monthly peak demand usage, to predict costs more accurately for the agency. Since the actual costs can be quite complicated. WSP will explore charge management software options for each site according to operations. WSP’s utility team also regularly performs analysis for reliability and resilience of power supplies. Each fleet and site will face different options for procuring reliable power, with some probably moving to onsite power generation in the form of a microgrid to improve resilience (see figure at right). WSP can offer early consulting to determine feasibility, cost, level of sustainability, and more at each site, considering operations, vehicle types, charger recommendations, and software integrator options. There are many potential benefits, but also significant hurdles to implementing this in practice. WSP can assist GSA clients in all of the following areas: Load Modeling; Utility Coordination; Permitting; V2G and V2X Analysis; Resiliency Planning; Solar and Microgrid Integration; Demand Management Strategies | Engineer II | 143.74 | 142.3 | 1% | US
47QMCA22A000Z | WSP USA SOLUTIONS INC. | Development of electrical plans | Electric utility support is often overlooked as a small part of any transition plan. Too many fleet owners have ordered a tranche of vehicles and then begun the utility engagement process, only to be told that new power supplies won’t be available for 3-4 years. WSP recognized early that utility interconnection is one of the slowest moving parts of each transition project, and as such we emphasize to our clients the benefits of early engagement with the local utility. To support that, we offer an experienced team of energy engineers who understand electric utility requirements related to fleet transitions. They have worked with electric utilities before to phase in power (avoiding interruptions to fleet transitions); to avoid potential future re-work from poorly planned pilot projects; and to pivot transition plans to adapt when we have received early notification of long lead times for new substation infrastructure. There are over 3,000 electric utilities across the country, and each has different processes for new load applications and interconnection agreements. WSP insights are crucial to navigating those processes. Beyond initial capital costs, it is also important to understand the ongoing operating costs of using electricity as the fuel. The WSP utility team can evaluate the tariffs offered by each utility, where rates may vary with time of day or based on monthly peak demand usage, to predict costs more accurately for the agency. Since the actual costs can be quite complicated. WSP will explore charge management software options for each site according to operations. WSP’s utility team also regularly performs analysis for reliability and resilience of power supplies. Each fleet and site will face different options for procuring reliable power, with some probably moving to onsite power generation in the form of a microgrid to improve resilience (see figure at right). WSP can offer early consulting to determine feasibility, cost, level of sustainability, and more at each site, considering operations, vehicle types, charger recommendations, and software integrator options. There are many potential benefits, but also significant hurdles to implementing this in practice. WSP can assist GSA clients in all of the following areas: Load Modeling; Utility Coordination; Permitting; V2G and V2X Analysis; Resiliency Planning; Solar and Microgrid Integration; Demand Management Strategies | Engineer III | 177.27 | 175.5 | 1% | US
47QMCA22A000Z | WSP USA SOLUTIONS INC. | Development of electrical plans | Electric utility support is often overlooked as a small part of any transition plan. Too many fleet owners have ordered a tranche of vehicles and then begun the utility engagement process, only to be told that new power supplies won’t be available for 3-4 years. WSP recognized early that utility interconnection is one of the slowest moving parts of each transition project, and as such we emphasize to our clients the benefits of early engagement with the local utility. To support that, we offer an experienced team of energy engineers who understand electric utility requirements related to fleet transitions. They have worked with electric utilities before to phase in power (avoiding interruptions to fleet transitions); to avoid potential future re-work from poorly planned pilot projects; and to pivot transition plans to adapt when we have received early notification of long lead times for new substation infrastructure. There are over 3,000 electric utilities across the country, and each has different processes for new load applications and interconnection agreements. WSP insights are crucial to navigating those processes. Beyond initial capital costs, it is also important to understand the ongoing operating costs of using electricity as the fuel. The WSP utility team can evaluate the tariffs offered by each utility, where rates may vary with time of day or based on monthly peak demand usage, to predict costs more accurately for the agency. Since the actual costs can be quite complicated. WSP will explore charge management software options for each site according to operations. WSP’s utility team also regularly performs analysis for reliability and resilience of power supplies. Each fleet and site will face different options for procuring reliable power, with some probably moving to onsite power generation in the form of a microgrid to improve resilience (see figure at right). WSP can offer early consulting to determine feasibility, cost, level of sustainability, and more at each site, considering operations, vehicle types, charger recommendations, and software integrator options. There are many potential benefits, but also significant hurdles to implementing this in practice. WSP can assist GSA clients in all of the following areas: Load Modeling; Utility Coordination; Permitting; V2G and V2X Analysis; Resiliency Planning; Solar and Microgrid Integration; Demand Management Strategies | Engineer IV | 207.58 | 205.5 | 1% | US
47QMCA22A000Z | WSP USA SOLUTIONS INC. | Development of electrical plans | Electric utility support is often overlooked as a small part of any transition plan. Too many fleet owners have ordered a tranche of vehicles and then begun the utility engagement process, only to be told that new power supplies won’t be available for 3-4 years. WSP recognized early that utility interconnection is one of the slowest moving parts of each transition project, and as such we emphasize to our clients the benefits of early engagement with the local utility. To support that, we offer an experienced team of energy engineers who understand electric utility requirements related to fleet transitions. They have worked with electric utilities before to phase in power (avoiding interruptions to fleet transitions); to avoid potential future re-work from poorly planned pilot projects; and to pivot transition plans to adapt when we have received early notification of long lead times for new substation infrastructure. There are over 3,000 electric utilities across the country, and each has different processes for new load applications and interconnection agreements. WSP insights are crucial to navigating those processes. Beyond initial capital costs, it is also important to understand the ongoing operating costs of using electricity as the fuel. The WSP utility team can evaluate the tariffs offered by each utility, where rates may vary with time of day or based on monthly peak demand usage, to predict costs more accurately for the agency. Since the actual costs can be quite complicated. WSP will explore charge management software options for each site according to operations. WSP’s utility team also regularly performs analysis for reliability and resilience of power supplies. Each fleet and site will face different options for procuring reliable power, with some probably moving to onsite power generation in the form of a microgrid to improve resilience (see figure at right). WSP can offer early consulting to determine feasibility, cost, level of sustainability, and more at each site, considering operations, vehicle types, charger recommendations, and software integrator options. There are many potential benefits, but also significant hurdles to implementing this in practice. WSP can assist GSA clients in all of the following areas: Load Modeling; Utility Coordination; Permitting; V2G and V2X Analysis; Resiliency Planning; Solar and Microgrid Integration; Demand Management Strategies | Project Manager II | 200.29 | 198.29 | 1% | US
47QMCA22A000Z | WSP USA SOLUTIONS INC. | Other - Strategic Planning & Phasing | WSP can help GSA and client agencies develop actionable fleet electrification roll out plans that account for the unique operating requirements of that government agency’s fleet, commercially available technology options, facility constraints, capital and operating budget constraints, political/management concerns, and equity issues. A detailed roll-out plan is a critical tool that each agency can then use to methodically identify the critical path for fleet transition, develop realistic budgets and workforce plans, minimize disruptions to facilities and fleet operations, and identify training, management, and operational changes required to make the transition successful. WSP can help develop fleet electrification plans with procurement schedules that reflect real world EV availability, operational needs, and vehicle retirement policies, and that match infrastructure design, permitting, and construction planning to available vehicle procurement schedules. We can also provide consulting on facility energy and load analysis; develop capital and operating cost estimates; analyze climate, air quality/public health, and equity effects of the fleet transition; and identify alternative procurement and project delivery strategies. Fleet electrification also often requires significant changes to O&M practices to address both the limitations and opportunities of new technology. WSP can help agencies identify the necessary changes and develop detailed operating plans to ensure a successful transition in these areas as well, including: Service planning and scheduling; Workforce planning; Operator training; Vehicle and facility maintenance training; Vehicle maintenance program planning; Facility maintenance program planning; Safety protocols and emergency planning; Resiliency planning; Development and evaluation of alternative; procurement or project delivery strategies. | Engineer I | 118.19 | 117.01 | 1% | US
47QMCA22A000Z | WSP USA SOLUTIONS INC. | Other - Strategic Planning & Phasing | WSP can help GSA and client agencies develop actionable fleet electrification roll out plans that account for the unique operating requirements of that government agency’s fleet, commercially available technology options, facility constraints, capital and operating budget constraints, political/management concerns, and equity issues. A detailed roll-out plan is a critical tool that each agency can then use to methodically identify the critical path for fleet transition, develop realistic budgets and workforce plans, minimize disruptions to facilities and fleet operations, and identify training, management, and operational changes required to make the transition successful. WSP can help develop fleet electrification plans with procurement schedules that reflect real world EV availability, operational needs, and vehicle retirement policies, and that match infrastructure design, permitting, and construction planning to available vehicle procurement schedules. We can also provide consulting on facility energy and load analysis; develop capital and operating cost estimates; analyze climate, air quality/public health, and equity effects of the fleet transition; and identify alternative procurement and project delivery strategies. Fleet electrification also often requires significant changes to O&M practices to address both the limitations and opportunities of new technology. WSP can help agencies identify the necessary changes and develop detailed operating plans to ensure a successful transition in these areas as well, including: Service planning and scheduling; Workforce planning; Operator training; Vehicle and facility maintenance training; Vehicle maintenance program planning; Facility maintenance program planning; Safety protocols and emergency planning; Resiliency planning; Development and evaluation of alternative; procurement or project delivery strategies. | Engineer II | 143.74 | 142.3 | 1% | US
47QMCA22A000Z | WSP USA SOLUTIONS INC. | Other - Strategic Planning & Phasing | WSP can help GSA and client agencies develop actionable fleet electrification roll out plans that account for the unique operating requirements of that government agency’s fleet, commercially available technology options, facility constraints, capital and operating budget constraints, political/management concerns, and equity issues. A detailed roll-out plan is a critical tool that each agency can then use to methodically identify the critical path for fleet transition, develop realistic budgets and workforce plans, minimize disruptions to facilities and fleet operations, and identify training, management, and operational changes required to make the transition successful. WSP can help develop fleet electrification plans with procurement schedules that reflect real world EV availability, operational needs, and vehicle retirement policies, and that match infrastructure design, permitting, and construction planning to available vehicle procurement schedules. We can also provide consulting on facility energy and load analysis; develop capital and operating cost estimates; analyze climate, air quality/public health, and equity effects of the fleet transition; and identify alternative procurement and project delivery strategies. Fleet electrification also often requires significant changes to O&M practices to address both the limitations and opportunities of new technology. WSP can help agencies identify the necessary changes and develop detailed operating plans to ensure a successful transition in these areas as well, including: Service planning and scheduling; Workforce planning; Operator training; Vehicle and facility maintenance training; Vehicle maintenance program planning; Facility maintenance program planning; Safety protocols and emergency planning; Resiliency planning; Development and evaluation of alternative; procurement or project delivery strategies. | Engineer III | 177.27 | 175.5 | 1% | US
47QMCA22A000Z | WSP USA SOLUTIONS INC. | Other - Strategic Planning & Phasing | WSP can help GSA and client agencies develop actionable fleet electrification roll out plans that account for the unique operating requirements of that government agency’s fleet, commercially available technology options, facility constraints, capital and operating budget constraints, political/management concerns, and equity issues. A detailed roll-out plan is a critical tool that each agency can then use to methodically identify the critical path for fleet transition, develop realistic budgets and workforce plans, minimize disruptions to facilities and fleet operations, and identify training, management, and operational changes required to make the transition successful. WSP can help develop fleet electrification plans with procurement schedules that reflect real world EV availability, operational needs, and vehicle retirement policies, and that match infrastructure design, permitting, and construction planning to available vehicle procurement schedules. We can also provide consulting on facility energy and load analysis; develop capital and operating cost estimates; analyze climate, air quality/public health, and equity effects of the fleet transition; and identify alternative procurement and project delivery strategies. Fleet electrification also often requires significant changes to O&M practices to address both the limitations and opportunities of new technology. WSP can help agencies identify the necessary changes and develop detailed operating plans to ensure a successful transition in these areas as well, including: Service planning and scheduling; Workforce planning; Operator training; Vehicle and facility maintenance training; Vehicle maintenance program planning; Facility maintenance program planning; Safety protocols and emergency planning; Resiliency planning; Development and evaluation of alternative; procurement or project delivery strategies. | Engineer IV | 207.58 | 205.5 | 1% | US
47QMCA22A000Z | WSP USA SOLUTIONS INC. | Other - Strategic Planning & Phasing | WSP can help GSA and client agencies develop actionable fleet electrification roll out plans that account for the unique operating requirements of that government agency’s fleet, commercially available technology options, facility constraints, capital and operating budget constraints, political/management concerns, and equity issues. A detailed roll-out plan is a critical tool that each agency can then use to methodically identify the critical path for fleet transition, develop realistic budgets and workforce plans, minimize disruptions to facilities and fleet operations, and identify training, management, and operational changes required to make the transition successful. WSP can help develop fleet electrification plans with procurement schedules that reflect real world EV availability, operational needs, and vehicle retirement policies, and that match infrastructure design, permitting, and construction planning to available vehicle procurement schedules. We can also provide consulting on facility energy and load analysis; develop capital and operating cost estimates; analyze climate, air quality/public health, and equity effects of the fleet transition; and identify alternative procurement and project delivery strategies. Fleet electrification also often requires significant changes to O&M practices to address both the limitations and opportunities of new technology. WSP can help agencies identify the necessary changes and develop detailed operating plans to ensure a successful transition in these areas as well, including: Service planning and scheduling; Workforce planning; Operator training; Vehicle and facility maintenance training; Vehicle maintenance program planning; Facility maintenance program planning; Safety protocols and emergency planning; Resiliency planning; Development and evaluation of alternative; procurement or project delivery strategies. | Project Manager II | 200.29 | 198.29 | 1% | US
47QMCA22A000Z | WSP USA SOLUTIONS INC. | Other - Strategic Planning & Phasing | WSP can help GSA and client agencies develop actionable fleet electrification roll out plans that account for the unique operating requirements of that government agency’s fleet, commercially available technology options, facility constraints, capital and operating budget constraints, political/management concerns, and equity issues. A detailed roll-out plan is a critical tool that each agency can then use to methodically identify the critical path for fleet transition, develop realistic budgets and workforce plans, minimize disruptions to facilities and fleet operations, and identify training, management, and operational changes required to make the transition successful. WSP can help develop fleet electrification plans with procurement schedules that reflect real world EV availability, operational needs, and vehicle retirement policies, and that match infrastructure design, permitting, and construction planning to available vehicle procurement schedules. We can also provide consulting on facility energy and load analysis; develop capital and operating cost estimates; analyze climate, air quality/public health, and equity effects of the fleet transition; and identify alternative procurement and project delivery strategies. Fleet electrification also often requires significant changes to O&M practices to address both the limitations and opportunities of new technology. WSP can help agencies identify the necessary changes and develop detailed operating plans to ensure a successful transition in these areas as well, including: Service planning and scheduling; Workforce planning; Operator training; Vehicle and facility maintenance training; Vehicle maintenance program planning; Facility maintenance program planning; Safety protocols and emergency planning; Resiliency planning; Development and evaluation of alternative; procurement or project delivery strategies. | Planner II | 107.36 | 106.29 | 1% | US
47QMCA22A000Z | WSP USA SOLUTIONS INC. | Other - Strategic Planning & Phasing | WSP can help GSA and client agencies develop actionable fleet electrification roll out plans that account for the unique operating requirements of that government agency’s fleet, commercially available technology options, facility constraints, capital and operating budget constraints, political/management concerns, and equity issues. A detailed roll-out plan is a critical tool that each agency can then use to methodically identify the critical path for fleet transition, develop realistic budgets and workforce plans, minimize disruptions to facilities and fleet operations, and identify training, management, and operational changes required to make the transition successful. WSP can help develop fleet electrification plans with procurement schedules that reflect real world EV availability, operational needs, and vehicle retirement policies, and that match infrastructure design, permitting, and construction planning to available vehicle procurement schedules. We can also provide consulting on facility energy and load analysis; develop capital and operating cost estimates; analyze climate, air quality/public health, and equity effects of the fleet transition; and identify alternative procurement and project delivery strategies. Fleet electrification also often requires significant changes to O&M practices to address both the limitations and opportunities of new technology. WSP can help agencies identify the necessary changes and develop detailed operating plans to ensure a successful transition in these areas as well, including: Service planning and scheduling; Workforce planning; Operator training; Vehicle and facility maintenance training; Vehicle maintenance program planning; Facility maintenance program planning; Safety protocols and emergency planning; Resiliency planning; Development and evaluation of alternative; procurement or project delivery strategies. | Planner III | 167.86 | 166.18 | 1% | US
47QMCA22A000Z | WSP USA SOLUTIONS INC. | Other - Route Energy Modeling | Matching vehicle capabilities to the daily service needs of the specific impacted agency is critical to the success of any government fleet electrification effort. WSP has developed in-house tools to estimate daily vehicle energy needs based on vehicle type, climate, topography, and route/service profiles. WSP also maintains a comprehensive database of all light-, medium- and heavy-duty electric vehicles currently commercially available. Our team can easily search and filter this database on multiple criteria such as battery capacity/range, charging time, price, passenger capacity, four-wheel drive capability, and other functional characteristics to support informed decisions. Using these tools and outputs like those pictured below, WSP quickly matches service needs to available vehicles for a given government agency fleet and vehicle type, as well as estimate charging infrastructure requirements to support an electrified fleet. | Engineer I | 118.19 | 117.01 | 1% | US
47QMCA22A000Z | WSP USA SOLUTIONS INC. | Other - Route Energy Modeling | Matching vehicle capabilities to the daily service needs of the specific impacted agency is critical to the success of any government fleet electrification effort. WSP has developed in-house tools to estimate daily vehicle energy needs based on vehicle type, climate, topography, and route/service profiles. WSP also maintains a comprehensive database of all light-, medium- and heavy-duty electric vehicles currently commercially available. Our team can easily search and filter this database on multiple criteria such as battery capacity/range, charging time, price, passenger capacity, four-wheel drive capability, and other functional characteristics to support informed decisions. Using these tools and outputs like those pictured below, WSP quickly matches service needs to available vehicles for a given government agency fleet and vehicle type, as well as estimate charging infrastructure requirements to support an electrified fleet. | Engineer II | 143.74 | 142.3 | 1% | US
47QMCA22A000Z | WSP USA SOLUTIONS INC. | Other - Route Energy Modeling | Matching vehicle capabilities to the daily service needs of the specific impacted agency is critical to the success of any government fleet electrification effort. WSP has developed in-house tools to estimate daily vehicle energy needs based on vehicle type, climate, topography, and route/service profiles. WSP also maintains a comprehensive database of all light-, medium- and heavy-duty electric vehicles currently commercially available. Our team can easily search and filter this database on multiple criteria such as battery capacity/range, charging time, price, passenger capacity, four-wheel drive capability, and other functional characteristics to support informed decisions. Using these tools and outputs like those pictured below, WSP quickly matches service needs to available vehicles for a given government agency fleet and vehicle type, as well as estimate charging infrastructure requirements to support an electrified fleet. | Engineer III | 177.27 | 175.5 | 1% | US
47QMCA22A000Z | WSP USA SOLUTIONS INC. | Other - Route Energy Modeling | Matching vehicle capabilities to the daily service needs of the specific impacted agency is critical to the success of any government fleet electrification effort. WSP has developed in-house tools to estimate daily vehicle energy needs based on vehicle type, climate, topography, and route/service profiles. WSP also maintains a comprehensive database of all light-, medium- and heavy-duty electric vehicles currently commercially available. Our team can easily search and filter this database on multiple criteria such as battery capacity/range, charging time, price, passenger capacity, four-wheel drive capability, and other functional characteristics to support informed decisions. Using these tools and outputs like those pictured below, WSP quickly matches service needs to available vehicles for a given government agency fleet and vehicle type, as well as estimate charging infrastructure requirements to support an electrified fleet. | Project Manager II | 200.29 | 198.29 | 1% | US
47QMCA22A000Z | WSP USA SOLUTIONS INC. | Other - Route Energy Modeling | Matching vehicle capabilities to the daily service needs of the specific impacted agency is critical to the success of any government fleet electrification effort. WSP has developed in-house tools to estimate daily vehicle energy needs based on vehicle type, climate, topography, and route/service profiles. WSP also maintains a comprehensive database of all light-, medium- and heavy-duty electric vehicles currently commercially available. Our team can easily search and filter this database on multiple criteria such as battery capacity/range, charging time, price, passenger capacity, four-wheel drive capability, and other functional characteristics to support informed decisions. Using these tools and outputs like those pictured below, WSP quickly matches service needs to available vehicles for a given government agency fleet and vehicle type, as well as estimate charging infrastructure requirements to support an electrified fleet. | Planner II | 107.36 | 106.29 | 1% | US
47QMCA22A000Z | WSP USA SOLUTIONS INC. | Other - Route Energy Modeling | Matching vehicle capabilities to the daily service needs of the specific impacted agency is critical to the success of any government fleet electrification effort. WSP has developed in-house tools to estimate daily vehicle energy needs based on vehicle type, climate, topography, and route/service profiles. WSP also maintains a comprehensive database of all light-, medium- and heavy-duty electric vehicles currently commercially available. Our team can easily search and filter this database on multiple criteria such as battery capacity/range, charging time, price, passenger capacity, four-wheel drive capability, and other functional characteristics to support informed decisions. Using these tools and outputs like those pictured below, WSP quickly matches service needs to available vehicles for a given government agency fleet and vehicle type, as well as estimate charging infrastructure requirements to support an electrified fleet. | Planner III | 167.86 | 166.18 | 1% | US
47QMCA22A000Z | WSP USA SOLUTIONS INC. | Other - Procurement & Operating Support | Specific services WSP can provide to support government agencies include development of vehicle and infrastructure technical specifications and other action-ready procurement documents; technical and administrative management of procurement activities; vehicle manufacturing QA/QC inspections; Buy America audits and other procurement compliance reviews; development of independent cost estimates; development of workforce training programs; development of maintenance procedures and plans; and vehicle and charging activity data tracking, analysis, and reporting. Summary of support: Vehicle and Infrastructure Specifications; Buy America Audits; Vehicle QA/QC Inspections; Workforce Training Plans; Maintenance Programs; Operating Cost Estimates; Pilot Program Management; Data Tracking and Analysis. | Engineer I | 118.19 | 117.01 | 1% | US
47QMCA22A000Z | WSP USA SOLUTIONS INC. | Other - Procurement & Operating Support | Specific services WSP can provide to support government agencies include development of vehicle and infrastructure technical specifications and other action-ready procurement documents; technical and administrative management of procurement activities; vehicle manufacturing QA/QC inspections; Buy America audits and other procurement compliance reviews; development of independent cost estimates; development of workforce training programs; development of maintenance procedures and plans; and vehicle and charging activity data tracking, analysis, and reporting. Summary of support: Vehicle and Infrastructure Specifications; Buy America Audits; Vehicle QA/QC Inspections; Workforce Training Plans; Maintenance Programs; Operating Cost Estimates; Pilot Program Management; Data Tracking and Analysis. | Engineer II | 143.74 | 142.3 | 1% | US
47QMCA22A000Z | WSP USA SOLUTIONS INC. | Other - Procurement & Operating Support | Specific services WSP can provide to support government agencies include development of vehicle and infrastructure technical specifications and other action-ready procurement documents; technical and administrative management of procurement activities; vehicle manufacturing QA/QC inspections; Buy America audits and other procurement compliance reviews; development of independent cost estimates; development of workforce training programs; development of maintenance procedures and plans; and vehicle and charging activity data tracking, analysis, and reporting. Summary of support: Vehicle and Infrastructure Specifications; Buy America Audits; Vehicle QA/QC Inspections; Workforce Training Plans; Maintenance Programs; Operating Cost Estimates; Pilot Program Management; Data Tracking and Analysis. | Engineer III | 177.27 | 175.5 | 1% | US
47QMCA22A000Z | WSP USA SOLUTIONS INC. | Other - Procurement & Operating Support | Specific services WSP can provide to support government agencies include development of vehicle and infrastructure technical specifications and other action-ready procurement documents; technical and administrative management of procurement activities; vehicle manufacturing QA/QC inspections; Buy America audits and other procurement compliance reviews; development of independent cost estimates; development of workforce training programs; development of maintenance procedures and plans; and vehicle and charging activity data tracking, analysis, and reporting. Summary of support: Vehicle and Infrastructure Specifications; Buy America Audits; Vehicle QA/QC Inspections; Workforce Training Plans; Maintenance Programs; Operating Cost Estimates; Pilot Program Management; Data Tracking and Analysis. | Engineer IV | 207.58 | 205.5 | 1% | US
47QMCA22A000Z | WSP USA SOLUTIONS INC. | Other - Procurement & Operating Support | Specific services WSP can provide to support government agencies include development of vehicle and infrastructure technical specifications and other action-ready procurement documents; technical and administrative management of procurement activities; vehicle manufacturing QA/QC inspections; Buy America audits and other procurement compliance reviews; development of independent cost estimates; development of workforce training programs; development of maintenance procedures and plans; and vehicle and charging activity data tracking, analysis, and reporting. Summary of support: Vehicle and Infrastructure Specifications; Buy America Audits; Vehicle QA/QC Inspections; Workforce Training Plans; Maintenance Programs; Operating Cost Estimates; Pilot Program Management; Data Tracking and Analysis. | Project Manager II | 200.29 | 198.29 | 1% | US
47QMCA22A000Z | WSP USA SOLUTIONS INC. | Other - Procurement & Operating Support | Specific services WSP can provide to support government agencies include development of vehicle and infrastructure technical specifications and other action-ready procurement documents; technical and administrative management of procurement activities; vehicle manufacturing QA/QC inspections; Buy America audits and other procurement compliance reviews; development of independent cost estimates; development of workforce training programs; development of maintenance procedures and plans; and vehicle and charging activity data tracking, analysis, and reporting. Summary of support: Vehicle and Infrastructure Specifications; Buy America Audits; Vehicle QA/QC Inspections; Workforce Training Plans; Maintenance Programs; Operating Cost Estimates; Pilot Program Management; Data Tracking and Analysis. | Planner II | 107.36 | 106.29 | 1% | US
47QMCA22A000Z | WSP USA SOLUTIONS INC. | Other - Procurement & Operating Support | Specific services WSP can provide to support government agencies include development of vehicle and infrastructure technical specifications and other action-ready procurement documents; technical and administrative management of procurement activities; vehicle manufacturing QA/QC inspections; Buy America audits and other procurement compliance reviews; development of independent cost estimates; development of workforce training programs; development of maintenance procedures and plans; and vehicle and charging activity data tracking, analysis, and reporting. Summary of support: Vehicle and Infrastructure Specifications; Buy America Audits; Vehicle QA/QC Inspections; Workforce Training Plans; Maintenance Programs; Operating Cost Estimates; Pilot Program Management; Data Tracking and Analysis. | Planner III | 167.86 | 166.18 | 1% | US
47QMCA22A000Z | WSP USA SOLUTIONS INC. | Other - Facilities Master Planning | Developing an agency-level master plan at this early phase of EV implementation will empower GSA government agency clients with a scalable, methodical approach to making their individual transition implementable and effective. WSP offers many successful examples of facilities master planned in ways that avoided negative impacts to on-going operations and let clients adapt to ongoing improvements in vehicle, equipment, infrastructure, and charging technology during the plan period without the need for re-planning. WSP has incorporated lessons learned from 880+ fleet facility master planning projects into this focused EV master planning system, offering distinct value to government agencies under this BPA. With over 100 EV-specific facility master plans already delivered, our teams excel at assessing the people, vehicles, and workflow at a given site and developing effective EV transition plans that minimize operational impacts. Because WSP is focused on the operational efficiency of a specific government site and not a set of canned charging solutions, our professionals are equipment agnostic and focused only the best long-term interests of our government client. | Architect I | 120.71 | 119.5 | 1% | US
47QMCA22A000Z | WSP USA SOLUTIONS INC. | Other - Facilities Master Planning | Developing an agency-level master plan at this early phase of EV implementation will empower GSA government agency clients with a scalable, methodical approach to making their individual transition implementable and effective. WSP offers many successful examples of facilities master planned in ways that avoided negative impacts to on-going operations and let clients adapt to ongoing improvements in vehicle, equipment, infrastructure, and charging technology during the plan period without the need for re-planning. WSP has incorporated lessons learned from 880+ fleet facility master planning projects into this focused EV master planning system, offering distinct value to government agencies under this BPA. With over 100 EV-specific facility master plans already delivered, our teams excel at assessing the people, vehicles, and workflow at a given site and developing effective EV transition plans that minimize operational impacts. Because WSP is focused on the operational efficiency of a specific government site and not a set of canned charging solutions, our professionals are equipment agnostic and focused only the best long-term interests of our government client. | Architect II | 211.7 | 209.58 | 1% | US
47QMCA22A000Z | WSP USA SOLUTIONS INC. | Other - Facilities Master Planning | Developing an agency-level master plan at this early phase of EV implementation will empower GSA government agency clients with a scalable, methodical approach to making their individual transition implementable and effective. WSP offers many successful examples of facilities master planned in ways that avoided negative impacts to on-going operations and let clients adapt to ongoing improvements in vehicle, equipment, infrastructure, and charging technology during the plan period without the need for re-planning. WSP has incorporated lessons learned from 880+ fleet facility master planning projects into this focused EV master planning system, offering distinct value to government agencies under this BPA. With over 100 EV-specific facility master plans already delivered, our teams excel at assessing the people, vehicles, and workflow at a given site and developing effective EV transition plans that minimize operational impacts. Because WSP is focused on the operational efficiency of a specific government site and not a set of canned charging solutions, our professionals are equipment agnostic and focused only the best long-term interests of our government client. | Engineer III | 177.27 | 175.5 | 1% | US
47QMCA22A000Z | WSP USA SOLUTIONS INC. | Other - Facilities Master Planning | Developing an agency-level master plan at this early phase of EV implementation will empower GSA government agency clients with a scalable, methodical approach to making their individual transition implementable and effective. WSP offers many successful examples of facilities master planned in ways that avoided negative impacts to on-going operations and let clients adapt to ongoing improvements in vehicle, equipment, infrastructure, and charging technology during the plan period without the need for re-planning. WSP has incorporated lessons learned from 880+ fleet facility master planning projects into this focused EV master planning system, offering distinct value to government agencies under this BPA. With over 100 EV-specific facility master plans already delivered, our teams excel at assessing the people, vehicles, and workflow at a given site and developing effective EV transition plans that minimize operational impacts. Because WSP is focused on the operational efficiency of a specific government site and not a set of canned charging solutions, our professionals are equipment agnostic and focused only the best long-term interests of our government client. | Engineer IV | 207.58 | 205.5 | 1% | US
47QMCA22A000Z | WSP USA SOLUTIONS INC. | Other - Facilities Master Planning | Developing an agency-level master plan at this early phase of EV implementation will empower GSA government agency clients with a scalable, methodical approach to making their individual transition implementable and effective. WSP offers many successful examples of facilities master planned in ways that avoided negative impacts to on-going operations and let clients adapt to ongoing improvements in vehicle, equipment, infrastructure, and charging technology during the plan period without the need for re-planning. WSP has incorporated lessons learned from 880+ fleet facility master planning projects into this focused EV master planning system, offering distinct value to government agencies under this BPA. With over 100 EV-specific facility master plans already delivered, our teams excel at assessing the people, vehicles, and workflow at a given site and developing effective EV transition plans that minimize operational impacts. Because WSP is focused on the operational efficiency of a specific government site and not a set of canned charging solutions, our professionals are equipment agnostic and focused only the best long-term interests of our government client. | Project Manager II | 200.29 | 198.29 | 1% | US
47QMCA22A000Z | WSP USA SOLUTIONS INC. | Other - Facility Design | WSP brings its extensive experience and success in traditional fleet facility design projects to EV fleet focused projects. WSP has been involved in preparing EV focused designs for new and existing sites for over 100 different facilities across North America and beyond. WSP is focused on developing design solutions that are scalable and expandable as the fleet transitions over time, regardless of whether there is an existing master plan or who created the existing master plan. Each site is individually evaluated and matched with the anticipated EV fleet and available charging technologies to determine the most appropriate implementation strategy. If an existing master plan is to be implemented in whole or in part, WSP will review it with the client agency to determine the current appropriateness of the masterplan approach and recommend any improvements that can help the current project and future implementations based on new technologies or lessons learned. And with the rapid evolution in EV technologies, WSP is focused on making each EV project future-ready by planning for future implementation phases, equipment replacement and anticipated future charging technologies. WSP also maintains nondisclosure agreements with all the major charging equipment manufacturers and leverages that industry knowledge to develop vendor-agnostic design solutions, allowing for competitive bids of the charging equipment which are typically required in federally funded projects. WSP has assisted agencies with procuring charging equipment through the infrastructure contractor or procuring the charging equipment directly from the manufacturer and providing it to the contractor for installation. Both procurement options have advantages and disadvantages and WSP has the knowledge and experience to guide government agencies in selecting the right procurement method for a site-specific scope. Ultimately detailed plans and specifications for charging equipment and required infrastructure improvements will be prepared to evaluate the circumstances and issued to the government agency in preparation for the procurement process. WSP can support any government agency through the procurement process, answering bidder questions, issuing addendums, and reviewing submissions. WSP is also able to provide support services during construction, reviewing contractor submittals, answering contractor requests for clarification, and providing periodic site observations of the installation process. | Architect I | 120.71 | 119.5 | 1% | US
47QMCA22A000Z | WSP USA SOLUTIONS INC. | Other - Facility Design | WSP brings its extensive experience and success in traditional fleet facility design projects to EV fleet focused projects. WSP has been involved in preparing EV focused designs for new and existing sites for over 100 different facilities across North America and beyond. WSP is focused on developing design solutions that are scalable and expandable as the fleet transitions over time, regardless of whether there is an existing master plan or who created the existing master plan. Each site is individually evaluated and matched with the anticipated EV fleet and available charging technologies to determine the most appropriate implementation strategy. If an existing master plan is to be implemented in whole or in part, WSP will review it with the client agency to determine the current appropriateness of the masterplan approach and recommend any improvements that can help the current project and future implementations based on new technologies or lessons learned. And with the rapid evolution in EV technologies, WSP is focused on making each EV project future-ready by planning for future implementation phases, equipment replacement and anticipated future charging technologies. WSP also maintains nondisclosure agreements with all the major charging equipment manufacturers and leverages that industry knowledge to develop vendor-agnostic design solutions, allowing for competitive bids of the charging equipment which are typically required in federally funded projects. WSP has assisted agencies with procuring charging equipment through the infrastructure contractor or procuring the charging equipment directly from the manufacturer and providing it to the contractor for installation. Both procurement options have advantages and disadvantages and WSP has the knowledge and experience to guide government agencies in selecting the right procurement method for a site-specific scope. Ultimately detailed plans and specifications for charging equipment and required infrastructure improvements will be prepared to evaluate the circumstances and issued to the government agency in preparation for the procurement process. WSP can support any government agency through the procurement process, answering bidder questions, issuing addendums, and reviewing submissions. WSP is also able to provide support services during construction, reviewing contractor submittals, answering contractor requests for clarification, and providing periodic site observations of the installation process. | Architect II | 211.7 | 209.58 | 1% | US
47QMCA22A000Z | WSP USA SOLUTIONS INC. | Other - Facility Design | WSP brings its extensive experience and success in traditional fleet facility design projects to EV fleet focused projects. WSP has been involved in preparing EV focused designs for new and existing sites for over 100 different facilities across North America and beyond. WSP is focused on developing design solutions that are scalable and expandable as the fleet transitions over time, regardless of whether there is an existing master plan or who created the existing master plan. Each site is individually evaluated and matched with the anticipated EV fleet and available charging technologies to determine the most appropriate implementation strategy. If an existing master plan is to be implemented in whole or in part, WSP will review it with the client agency to determine the current appropriateness of the masterplan approach and recommend any improvements that can help the current project and future implementations based on new technologies or lessons learned. And with the rapid evolution in EV technologies, WSP is focused on making each EV project future-ready by planning for future implementation phases, equipment replacement and anticipated future charging technologies. WSP also maintains nondisclosure agreements with all the major charging equipment manufacturers and leverages that industry knowledge to develop vendor-agnostic design solutions, allowing for competitive bids of the charging equipment which are typically required in federally funded projects. WSP has assisted agencies with procuring charging equipment through the infrastructure contractor or procuring the charging equipment directly from the manufacturer and providing it to the contractor for installation. Both procurement options have advantages and disadvantages and WSP has the knowledge and experience to guide government agencies in selecting the right procurement method for a site-specific scope. Ultimately detailed plans and specifications for charging equipment and required infrastructure improvements will be prepared to evaluate the circumstances and issued to the government agency in preparation for the procurement process. WSP can support any government agency through the procurement process, answering bidder questions, issuing addendums, and reviewing submissions. WSP is also able to provide support services during construction, reviewing contractor submittals, answering contractor requests for clarification, and providing periodic site observations of the installation process. | Engineer III | 177.27 | 175.5 | 1% | US
47QMCA22A000Z | WSP USA SOLUTIONS INC. | Other - Facility Design | WSP brings its extensive experience and success in traditional fleet facility design projects to EV fleet focused projects. WSP has been involved in preparing EV focused designs for new and existing sites for over 100 different facilities across North America and beyond. WSP is focused on developing design solutions that are scalable and expandable as the fleet transitions over time, regardless of whether there is an existing master plan or who created the existing master plan. Each site is individually evaluated and matched with the anticipated EV fleet and available charging technologies to determine the most appropriate implementation strategy. If an existing master plan is to be implemented in whole or in part, WSP will review it with the client agency to determine the current appropriateness of the masterplan approach and recommend any improvements that can help the current project and future implementations based on new technologies or lessons learned. And with the rapid evolution in EV technologies, WSP is focused on making each EV project future-ready by planning for future implementation phases, equipment replacement and anticipated future charging technologies. WSP also maintains nondisclosure agreements with all the major charging equipment manufacturers and leverages that industry knowledge to develop vendor-agnostic design solutions, allowing for competitive bids of the charging equipment which are typically required in federally funded projects. WSP has assisted agencies with procuring charging equipment through the infrastructure contractor or procuring the charging equipment directly from the manufacturer and providing it to the contractor for installation. Both procurement options have advantages and disadvantages and WSP has the knowledge and experience to guide government agencies in selecting the right procurement method for a site-specific scope. Ultimately detailed plans and specifications for charging equipment and required infrastructure improvements will be prepared to evaluate the circumstances and issued to the government agency in preparation for the procurement process. WSP can support any government agency through the procurement process, answering bidder questions, issuing addendums, and reviewing submissions. WSP is also able to provide support services during construction, reviewing contractor submittals, answering contractor requests for clarification, and providing periodic site observations of the installation process. | Engineer IV | 207.58 | 205.5 | 1% | US
47QMCA22A000Z | WSP USA SOLUTIONS INC. | Other - Facility Design | WSP brings its extensive experience and success in traditional fleet facility design projects to EV fleet focused projects. WSP has been involved in preparing EV focused designs for new and existing sites for over 100 different facilities across North America and beyond. WSP is focused on developing design solutions that are scalable and expandable as the fleet transitions over time, regardless of whether there is an existing master plan or who created the existing master plan. Each site is individually evaluated and matched with the anticipated EV fleet and available charging technologies to determine the most appropriate implementation strategy. If an existing master plan is to be implemented in whole or in part, WSP will review it with the client agency to determine the current appropriateness of the masterplan approach and recommend any improvements that can help the current project and future implementations based on new technologies or lessons learned. And with the rapid evolution in EV technologies, WSP is focused on making each EV project future-ready by planning for future implementation phases, equipment replacement and anticipated future charging technologies. WSP also maintains nondisclosure agreements with all the major charging equipment manufacturers and leverages that industry knowledge to develop vendor-agnostic design solutions, allowing for competitive bids of the charging equipment which are typically required in federally funded projects. WSP has assisted agencies with procuring charging equipment through the infrastructure contractor or procuring the charging equipment directly from the manufacturer and providing it to the contractor for installation. Both procurement options have advantages and disadvantages and WSP has the knowledge and experience to guide government agencies in selecting the right procurement method for a site-specific scope. Ultimately detailed plans and specifications for charging equipment and required infrastructure improvements will be prepared to evaluate the circumstances and issued to the government agency in preparation for the procurement process. WSP can support any government agency through the procurement process, answering bidder questions, issuing addendums, and reviewing submissions. WSP is also able to provide support services during construction, reviewing contractor submittals, answering contractor requests for clarification, and providing periodic site observations of the installation process. | Project Manager II | 200.29 | 198.29 | 1% | US
47QMCA22A000Z | WSP USA SOLUTIONS INC. | Other - Public Private Partnerships | PPP Planning Support - advise the public sector and their private partners on strategies to achieve their respective objectives throughout the life of a PPP project. In the early planning stages of a project, we advise on feasibility, delivery options, risk analysis, and value for money, utilizing core engineering and commercial knowledge gained from successful delivery and operation of a broad range of PPP projects. PPP Procurement Advisory - advise on practical aspects of the legal or regulatory issues, as well as pre-developing a PPP project to improve feasibility, and modifying the planning approach to accommodate a PPP procurement. During the procurement process, WSP offers expertise as both a technical and commercial advisor for the public sector and advisor to the private sector. In the latter, we have assisted in bid development, served as lenders’ technical advisor, and as independent engineer. As markets have matured, the secondary sale of equity in PPP projects has become more commonplace, with developers seeking to recycle scarce equity capital, and financial investors seeking stable index-linked assets. With WSP’s broad knowledge of the primary PPP market and the operation and management of infrastructure assets, WSP can provide informed consulting services to buyers or sellers seeking to maximize value with acceptable risk. PPP Asset Management - management or support of operational special purpose vehicles (SPVs) in several jurisdictions. Our hands-on experience in PPP projects has allowed for development of a database of projects from which we are able to conduct market benchmarking, and we have developed facilities management strategies and whole life cost models using our extensive knowledge of the concession and lenders agreements that govern PPPs. | Planner II | 107.36 | 106.29 | 1% | US
47QMCA22A000Z | WSP USA SOLUTIONS INC. | Other - Public Private Partnerships | PPP Planning Support - advise the public sector and their private partners on strategies to achieve their respective objectives throughout the life of a PPP project. In the early planning stages of a project, we advise on feasibility, delivery options, risk analysis, and value for money, utilizing core engineering and commercial knowledge gained from successful delivery and operation of a broad range of PPP projects. PPP Procurement Advisory - advise on practical aspects of the legal or regulatory issues, as well as pre-developing a PPP project to improve feasibility, and modifying the planning approach to accommodate a PPP procurement. During the procurement process, WSP offers expertise as both a technical and commercial advisor for the public sector and advisor to the private sector. In the latter, we have assisted in bid development, served as lenders’ technical advisor, and as independent engineer. As markets have matured, the secondary sale of equity in PPP projects has become more commonplace, with developers seeking to recycle scarce equity capital, and financial investors seeking stable index-linked assets. With WSP’s broad knowledge of the primary PPP market and the operation and management of infrastructure assets, WSP can provide informed consulting services to buyers or sellers seeking to maximize value with acceptable risk. PPP Asset Management - management or support of operational special purpose vehicles (SPVs) in several jurisdictions. Our hands-on experience in PPP projects has allowed for development of a database of projects from which we are able to conduct market benchmarking, and we have developed facilities management strategies and whole life cost models using our extensive knowledge of the concession and lenders agreements that govern PPPs. | Planner III | 167.86 | 166.18 | 1% | US
47QMCA22A000Z | WSP USA SOLUTIONS INC. | Other - Public Private Partnerships | PPP Planning Support - advise the public sector and their private partners on strategies to achieve their respective objectives throughout the life of a PPP project. In the early planning stages of a project, we advise on feasibility, delivery options, risk analysis, and value for money, utilizing core engineering and commercial knowledge gained from successful delivery and operation of a broad range of PPP projects. PPP Procurement Advisory - advise on practical aspects of the legal or regulatory issues, as well as pre-developing a PPP project to improve feasibility, and modifying the planning approach to accommodate a PPP procurement. During the procurement process, WSP offers expertise as both a technical and commercial advisor for the public sector and advisor to the private sector. In the latter, we have assisted in bid development, served as lenders’ technical advisor, and as independent engineer. As markets have matured, the secondary sale of equity in PPP projects has become more commonplace, with developers seeking to recycle scarce equity capital, and financial investors seeking stable index-linked assets. With WSP’s broad knowledge of the primary PPP market and the operation and management of infrastructure assets, WSP can provide informed consulting services to buyers or sellers seeking to maximize value with acceptable risk. PPP Asset Management - management or support of operational special purpose vehicles (SPVs) in several jurisdictions. Our hands-on experience in PPP projects has allowed for development of a database of projects from which we are able to conduct market benchmarking, and we have developed facilities management strategies and whole life cost models using our extensive knowledge of the concession and lenders agreements that govern PPPs. | Project Manager II | 200.29 | 198.29 | 1% | US
47QMCA22A000Z | WSP USA SOLUTIONS INC. | Other - Funding & Financing | Even when government funding is firmly in place, agencies served under this BPA may require a funding and financing strategy that considers future capital and maintenance costs, which in the case of a developing technology can include significant risks. WSP maintains a database on all currently available ZEVs and data records from early adopters and pilot programs, supplemented with signed non-disclosure agreements with all primary Original Equipment Manufacturers (OEMs) offering vehicles and charging infrastructure. We also regularly track new developments in the field, specifically those that impact range, performance and charging durations of ZEVs. Combining operational data from the GSA with our experience with actual operations of existing ZEVs, WSP can develop detailed phased annual capital and operational cost projections using our analytical tools. These evaluation tools adhere to strict financial modeling guidelines that ensure quality outputs and flexible and transparent modeling, allowing for efficient and accurate sensitivity testing based on user inputs and market conditions. They also consider environmental costs including detailed analysis on coal and natural gas supply and power generation emissions with monetization of the incremental cost of overall lifecycle greenhouse gas emissions. Annualized cost results from our evaluation tools are integrated into a cash-flow analysis tool that provides a high-level overview on timing of capital cost expenditures, incremental operations and maintenance costs, and timing for major overhauls or battery replacements. Expenditures are matched against a comprehensive list of funding sources, developed in coordination with GSA, to account for both historical funding sources and potential opportunities for supplemental funding sources, including federal discretionary grants and innovative funding and financing agreements through private sector participation. | Planner II | 107.36 | 106.29 | 1% | US
47QMCA22A000Z | WSP USA SOLUTIONS INC. | Other - Funding & Financing | Even when government funding is firmly in place, agencies served under this BPA may require a funding and financing strategy that considers future capital and maintenance costs, which in the case of a developing technology can include significant risks. WSP maintains a database on all currently available ZEVs and data records from early adopters and pilot programs, supplemented with signed non-disclosure agreements with all primary Original Equipment Manufacturers (OEMs) offering vehicles and charging infrastructure. We also regularly track new developments in the field, specifically those that impact range, performance and charging durations of ZEVs. Combining operational data from the GSA with our experience with actual operations of existing ZEVs, WSP can develop detailed phased annual capital and operational cost projections using our analytical tools. These evaluation tools adhere to strict financial modeling guidelines that ensure quality outputs and flexible and transparent modeling, allowing for efficient and accurate sensitivity testing based on user inputs and market conditions. They also consider environmental costs including detailed analysis on coal and natural gas supply and power generation emissions with monetization of the incremental cost of overall lifecycle greenhouse gas emissions. Annualized cost results from our evaluation tools are integrated into a cash-flow analysis tool that provides a high-level overview on timing of capital cost expenditures, incremental operations and maintenance costs, and timing for major overhauls or battery replacements. Expenditures are matched against a comprehensive list of funding sources, developed in coordination with GSA, to account for both historical funding sources and potential opportunities for supplemental funding sources, including federal discretionary grants and innovative funding and financing agreements through private sector participation. | Planner III | 167.86 | 166.18 | 1% | US
47QMCA22A000Z | WSP USA SOLUTIONS INC. | Other - Funding & Financing | Even when government funding is firmly in place, agencies served under this BPA may require a funding and financing strategy that considers future capital and maintenance costs, which in the case of a developing technology can include significant risks. WSP maintains a database on all currently available ZEVs and data records from early adopters and pilot programs, supplemented with signed non-disclosure agreements with all primary Original Equipment Manufacturers (OEMs) offering vehicles and charging infrastructure. We also regularly track new developments in the field, specifically those that impact range, performance and charging durations of ZEVs. Combining operational data from the GSA with our experience with actual operations of existing ZEVs, WSP can develop detailed phased annual capital and operational cost projections using our analytical tools. These evaluation tools adhere to strict financial modeling guidelines that ensure quality outputs and flexible and transparent modeling, allowing for efficient and accurate sensitivity testing based on user inputs and market conditions. They also consider environmental costs including detailed analysis on coal and natural gas supply and power generation emissions with monetization of the incremental cost of overall lifecycle greenhouse gas emissions. Annualized cost results from our evaluation tools are integrated into a cash-flow analysis tool that provides a high-level overview on timing of capital cost expenditures, incremental operations and maintenance costs, and timing for major overhauls or battery replacements. Expenditures are matched against a comprehensive list of funding sources, developed in coordination with GSA, to account for both historical funding sources and potential opportunities for supplemental funding sources, including federal discretionary grants and innovative funding and financing agreements through private sector participation. | Project Manager II | 200.29 | 198.29 | 1% | US
47QMCA22A000Z | WSP USA SOLUTIONS INC. | Other - Project & Program Management | When government agencies move from the planning and analysis stage to the design and construction of significant projects, WSP is positioned to provide consulting services that protect the government agency’s interests in every element of program delivery. As a global design, engineering and construction management company generating well over $1 billion each year in services revenue across the U.S., WSP offers expertise in every element of the project lifecycle to support informed oversight and awareness of contractor progress for GSA agency clients. We operate continuously within an environment of rigorous cost, schedule and quality management where our own stability and profitability is on the line, and because of this we have the tools and trained professionals in place to accurately assess the performance of others and to keep our clients constantly aware of any challenges they may face. With WSP engaged for consulting services during this all important project delivery stage, GSA’s client agencies will be positioned to finish their transition efforts as effectively as they were begun. | Planner II | 107.36 | 106.29 | 1% | US
47QMCA22A000Z | WSP USA SOLUTIONS INC. | Other - Project & Program Management | When government agencies move from the planning and analysis stage to the design and construction of significant projects, WSP is positioned to provide consulting services that protect the government agency’s interests in every element of program delivery. As a global design, engineering and construction management company generating well over $1 billion each year in services revenue across the U.S., WSP offers expertise in every element of the project lifecycle to support informed oversight and awareness of contractor progress for GSA agency clients. We operate continuously within an environment of rigorous cost, schedule and quality management where our own stability and profitability is on the line, and because of this we have the tools and trained professionals in place to accurately assess the performance of others and to keep our clients constantly aware of any challenges they may face. With WSP engaged for consulting services during this all important project delivery stage, GSA’s client agencies will be positioned to finish their transition efforts as effectively as they were begun. | Planner III | 167.86 | 166.18 | 1% | US
47QMCA22A000Z | WSP USA SOLUTIONS INC. | Other - Project & Program Management | When government agencies move from the planning and analysis stage to the design and construction of significant projects, WSP is positioned to provide consulting services that protect the government agency’s interests in every element of program delivery. As a global design, engineering and construction management company generating well over $1 billion each year in services revenue across the U.S., WSP offers expertise in every element of the project lifecycle to support informed oversight and awareness of contractor progress for GSA agency clients. We operate continuously within an environment of rigorous cost, schedule and quality management where our own stability and profitability is on the line, and because of this we have the tools and trained professionals in place to accurately assess the performance of others and to keep our clients constantly aware of any challenges they may face. With WSP engaged for consulting services during this all important project delivery stage, GSA’s client agencies will be positioned to finish their transition efforts as effectively as they were begun. | Project Manager II | 200.29 | 198.29 | 1% | US
47QMCA22A000Z | WSP USA SOLUTIONS INC. | Other - Project & Program Management | When government agencies move from the planning and analysis stage to the design and construction of significant projects, WSP is positioned to provide consulting services that protect the government agency’s interests in every element of program delivery. As a global design, engineering and construction management company generating well over $1 billion each year in services revenue across the U.S., WSP offers expertise in every element of the project lifecycle to support informed oversight and awareness of contractor progress for GSA agency clients. We operate continuously within an environment of rigorous cost, schedule and quality management where our own stability and profitability is on the line, and because of this we have the tools and trained professionals in place to accurately assess the performance of others and to keep our clients constantly aware of any challenges they may face. With WSP engaged for consulting services during this all important project delivery stage, GSA’s client agencies will be positioned to finish their transition efforts as effectively as they were begun. | Program Manager | 270.12 | 267.42 | 1% | US

## CLIN 0007 - Power Management &
BPA Number | Organization Name | MANUFACTURER NAME | Available for Order Through BPA Today | MFR PART NO | DEALER PART NO (if applicable) | PRODUCT NAME | PRODUCT DESCRIPTION | UOI | DISCOUNT PRICE OFFERED TO GSA (including IFF) | BPA Price Offered | BPA Discount to MAS | Additional Quantity/Volume Discounts
47QMCA22A0003 | APOLLO SUNGUARD SYSTEMS, INC. | ChargePoint | Yes - Product has completed FedRAMP review and the platform this product operates on has received an ATO designation. | CT4000-PMGMT | N/A | POWER MANAGEMENT | ChargePoint CT4000 Power Management Kit - Hardware required to allow a dual CT4000 to operate off a single 40 amp circuit. Allows both ports on a dual port station to share a single 40A circuit (Power Share). Also allows a CT4000 to be set up to operate at a lower current (Power Select). | EA | 62.22 | 59.9054 | 3.72% | N/A
47QMCA22A0003 | APOLLO SUNGUARD SYSTEMS, INC. | ChargePoint | Yes - Product has completed FedRAMP review and the platform this product operates on has received an ATO designation. | EXPP-PM | N/A | 31.25 kW Power Module | 31.25 kW Power Module for use in CPE250 or Power Blocks | EA | 12222.36 | 11767.6882 | 3.72% | N/A
47QMCA22A0003 | APOLLO SUNGUARD SYSTEMS, INC. | ChargePoint | Yes - Product has completed FedRAMP review and the platform this product operates on has received an ATO designation. | EXPP-PM-FTA | N/A | 31.25 kW Power Module | 31.25 kW Power Module for use in Power Block or CPE250 | EA | 12222.36 | 11767.6882 | 3.72% | N/A
47QMCA22A0003 | APOLLO SUNGUARD SYSTEMS, INC. | ChargePoint | Yes - Product has completed FedRAMP review and the platform this product operates on has received an ATO designation. | EXPP-PM-40KW-FHWA | N/A | 40 kW Power Module | BUY AMERICA FHWA compliant.40 kW Power Module for use in Power Block | EA | 13445.08 | 12944.923 | 3.72% | N/A
47QMCA22A0003 | APOLLO SUNGUARD SYSTEMS, INC. | ChargePoint | Yes - Product has completed FedRAMP review and the platform this product operates on has received an ATO designation. | EXPP-PM-40KW-FTA | N/A | 40 kW Power Module | BUY AMERICA FTA compliant. 40 kW Power Module for use in Power Block | EA | 15765.83 | 15179.3411 | 3.72% | N/A
47QMCA22A0003 | APOLLO SUNGUARD SYSTEMS, INC. | ChargePoint | Yes - Product has completed FedRAMP review and the platform this product operates on has received an ATO designation. | EXPP-PB1000-500A-PD | N/A | Power Block | The Power Block is the physical enclosure for Power Modules. A Power Block can hold up to 5 Power Modules, Power Modules sold separately. EXPP-BLOCK-500A-PD is rated for 500A. The Power Block Mounting Kit (EXPP-BLOCK-CMT) is required but not included. | EA | 41030.49 | 39504.1558 | 3.72% | N/A
47QMCA22A0003 | APOLLO SUNGUARD SYSTEMS, INC. | ChargePoint | Yes - Product has completed FedRAMP review and the platform this product operates on has received an ATO designation. | EXPP-PM-40KW | N/A | 40 kW Power Module | 40 kW Power Module for use in Power Block | EA | 12222.36 | 11767.6882 | 3.72% | N/A
47QMCA22A0003 | APOLLO SUNGUARD SYSTEMS, INC. | ChargePoint | Yes - Product has completed FedRAMP review and the platform this product operates on has received an ATO designation. | EXPP-PL1021B-5A1S1-2A3S1 | N/A | Express Plus Power Link PL1000 series | Express Plus Power Link PL1000 series, North America, 1x CCS1 350A 4.5m cable, 1x CHAdeMO 200A 4.5m cable, 2 Holsters, 2.4m Cable management kit, Pedestal, 200mm (8") Touch Display, ChargePoint signage, Contactless credit card and RFID reader, Cellular/WiFi, UL listed, Single input, 1 year warranty. Requires at least one Power Block with Power Modules | EA | 26765.48 | 25769.8041 | 3.72% | N/A
47QMCA22A0003 | APOLLO SUNGUARD SYSTEMS, INC. | ChargePoint | Yes - Product has completed FedRAMP review and the platform this product operates on has received an ATO designation. | EXPP-PB1000-200A-PD | N/A | Power Block | The Power Block is the physical enclosure for Power Modules. A Power Block can hold up to 5 Power Modules, Power Modules sold separately. EXPP-BLOCK-200A-PD is rated for 200A. The Power Block Mounting Kit (EXPP-BLOCK-CMT) is required but not included. | EA | 41030.49 | 39504.1558 | 3.72% | N/A
47QMCA22A0003 | APOLLO SUNGUARD SYSTEMS, INC. | ChargePoint | Yes - Product has completed FedRAMP review and the platform this product operates on has received an ATO designation. | EXPP-PB1000-200A-PD-FTA | N/A | Power Block | BUY AMERICA FHWA compliant. The Power Block is the physical enclosure for Power Modules. A Power Block can hold up to 5 Power Modules, Power Modules sold separately. EXPP-PB0001-200A-PD-FTA is rated for 200A. | EA | 41030.49 | 39504.1558 | 3.72% | N/A
47QMCA22A0003 | APOLLO SUNGUARD SYSTEMS, INC. | ChargePoint | Yes - Product has completed FedRAMP review and the platform this product operates on has received an ATO designation. | EXPP-PB1000-250A-PD | N/A | Power Block | The Power Block is the physical enclosure for Power Modules. A Power Block can hold up to 5 Power Modules, Power Modules sold separately. EXPP-BLOCK-250A-PD is rated for 250A. The Power Block Mounting Kit (EXPP-BLOCK-CMT) is required but not included. | EA | 41030.49 | 39504.1558 | 3.72% | N/A
47QMCA22A0003 | APOLLO SUNGUARD SYSTEMS, INC. | ChargePoint | Yes - Product has completed FedRAMP review and the platform this product operates on has received an ATO designation. | EXPP-PB1000-350A-PD | N/A | Power Block | The Power Block is the physical enclosure for Power Modules. A Power Block can hold up to 5 Power Modules, Power Modules sold separately. EXPP-BLOCK-350A-PD is rated for 350A. The Power Block Mounting Kit (EXPP-BLOCK-CMT) is required but not included. | EA | 41030.49 | 39504.1558 | 3.72% | N/A
47QMCA22A0003 | APOLLO SUNGUARD SYSTEMS, INC. | ChargePoint | Yes - Product has completed FedRAMP review and the platform this product operates on has received an ATO designation. | EXPP-PB1000-350A-PD-FTA | N/A | Power Block | BUY AMERICA FHWA compliant. The Power Block is the physical enclosure for Power Modules. A Power Block can hold up to 5 Power Modules, Power Modules sold separately. EXPP-PB0001-350A-PD-FTA is rated for 350A. | EA | 41030.49 | 39504.1558 | 3.72% | N/A
47QMCA22A0005 | CARAHSOFT TECHNOLOGY CORPORATION | ChargePoint | Yes - Product has completed FedRAMP review and the platform this product operates on has received an ATO designation. | CT4000-PMGMT | CT4000-PMGMT-611 | Power Management Kit | CT4000 Power Management Kit. Allows both ports on a dual port station to share a single 40A circuit (Power Share). Also allows a CT4000 to be set up to operate at a lower current (Power Select). | EA | 49.37 | 47.8889 | 0.03 | N/A
47QMCA22A000Y | VERDEK, LLC | BP Pulse | No - Product is undergoing FedRAMP review and will not be available for ordering through the BPAs until this process is complete and the platform this product operates on receives an ATO designation or it has been determined does not require one. Purchase this product today through GSA Advantage, but agencies will need to evaluate each product at the agency level to ensure it meets all agency-specific privacy, IT, and cyber supply chain requirements. | AMP-SC | AMP-SC | AMP-SC | AMPLY Site Controller | EA | 14737.03 | 14000.1785 | 5% | N/A
47QMCA22A000Y | VERDEK, LLC | BP Pulse | No - Product is undergoing FedRAMP review and will not be available for ordering through the BPAs until this process is complete and the platform this product operates on receives an ATO designation or it has been determined does not require one. Purchase this product today through GSA Advantage, but agencies will need to evaluate each product at the agency level to ensure it meets all agency-specific privacy, IT, and cyber supply chain requirements. | OMEGA-HD-1 | OMEGA-HD-1 | OMEGA-HD-1 | OMEGA Annual License (Heavy Duty, per active charger port under mgmt) | EA | 2185.4912 | 2076.2166 | 5% | N/A
47QMCA22A000Y | VERDEK, LLC | BP Pulse | No - Product is undergoing FedRAMP review and will not be available for ordering through the BPAs until this process is complete and the platform this product operates on receives an ATO designation or it has been determined does not require one. Purchase this product today through GSA Advantage, but agencies will need to evaluate each product at the agency level to ensure it meets all agency-specific privacy, IT, and cyber supply chain requirements. | OMEGA-MD-1 | OMEGA-MD-1 | OMEGA-MD-1 | OMEGA Annual License (Medium Duty, per active charger port under mgmt) | EA | 1283.2242 | 1219.063 | 5% | N/A
47QMCA22A000Y | VERDEK, LLC | BP Pulse | No - Product is undergoing FedRAMP review and will not be available for ordering through the BPAs until this process is complete and the platform this product operates on receives an ATO designation or it has been determined does not require one. Purchase this product today through GSA Advantage, but agencies will need to evaluate each product at the agency level to ensure it meets all agency-specific privacy, IT, and cyber supply chain requirements. | MEGA-LD-1 | MEGA-LD-1 | MEGA-LD-1 | OMEGA Annual License (Medium Duty, per active charger port under mgmt) | EA | 982.4685 | 933.3451 | 5% | N/A

## CLIN 0008 - Network Plans & Dat
BPA Number | Organization Name | SOFTWARE NAME | Available for Order Through BPA Today | MFR PART NO | DEALER PART NO (if applicable) | PRODUCT NAME | PRODUCT DESCRIPTION | UOI | DISCOUNT PRICE OFFERED TO GSA (including IFF) | BPA Price Offered | BPA Discount to MAS | Additional Quantity/Volume Discounts
47QMCA22A0002 | AMERESCO FEDERAL SOLUTIONS, INC. | EV Connect | No - Product is undergoing FedRAMP review and will not be available for ordering through the BPAs until this process is complete and the platform this product operates on receives an ATO designation or it has been determined does not require one. Purchase this product today through GSA Advantage, but agencies will need to evaluate each product at the agency level to ensure it meets all agency-specific privacy, IT, and cyber supply chain requirements. | Operate-L2-ENO | N/A | L2 Connector Software - Operate L2 ENO - 1 Year | Operate: Basic package for station management for site hosts with simple charging needs. Includes Access Control, Operational Dashboard, Flexible Pricing Options, Station Remote Monitoring and Technical Support, Driver Mobile App and 24/7 Driver Support. Includes roaming and platform integrations. | EA | 251.89 | 250 | 1% | N/A
47QMCA22A0002 | AMERESCO FEDERAL SOLUTIONS, INC. | EV Connect | No - Product is undergoing FedRAMP review and will not be available for ordering through the BPAs until this process is complete and the platform this product operates on receives an ATO designation or it has been determined does not require one. Purchase this product today through GSA Advantage, but agencies will need to evaluate each product at the agency level to ensure it meets all agency-specific privacy, IT, and cyber supply chain requirements. | Operate-L2-ENO | N/A | L2 Connector Software - Operate L2 ENO - 3 Year | Operate: Basic package for station management for site hosts with simple charging needs. Includes Access Control, Operational Dashboard, Flexible Pricing Options, Station Remote Monitoring and Technical Support, Driver Mobile App and 24/7 Driver Support. Includes roaming and platform integrations. | EA | 680.1 | 675 | 1% | N/A
47QMCA22A0002 | AMERESCO FEDERAL SOLUTIONS, INC. | EV Connect | No - Product is undergoing FedRAMP review and will not be available for ordering through the BPAs until this process is complete and the platform this product operates on receives an ATO designation or it has been determined does not require one. Purchase this product today through GSA Advantage, but agencies will need to evaluate each product at the agency level to ensure it meets all agency-specific privacy, IT, and cyber supply chain requirements. | Operate-L2-ENO | N/A | L2 Connector Software - Operate L2 ENO - 5 Year | Operate: Basic package for station management for site hosts with simple charging needs. Includes Access Control, Operational Dashboard, Flexible Pricing Options, Station Remote Monitoring and Technical Support, Driver Mobile App and 24/7 Driver Support. Includes roaming and platform integrations. | EA | 1083.12 | 1075 | 1% | N/A
47QMCA22A0002 | AMERESCO FEDERAL SOLUTIONS, INC. | EV Connect | No - Product is undergoing FedRAMP review and will not be available for ordering through the BPAs until this process is complete and the platform this product operates on receives an ATO designation or it has been determined does not require one. Purchase this product today through GSA Advantage, but agencies will need to evaluate each product at the agency level to ensure it meets all agency-specific privacy, IT, and cyber supply chain requirements. | Optimize-L2-ENZ | N/A | L2 Connector Software -Optimize L2 ENZ - 1 Year | Optimize: Superior package with advanced energy management features to manage station costs and revenue – including load limit scheduling and balancing, meter data reporting and analytics; address more complex driver needs such as Station's Reservations. Includes Quarterly site performance review, Station Remote Monitoring and Technical Support, Driver Mobile App and 24/7 Driver Support | EA | 432.24 | 429 | 1% | N/A
47QMCA22A0002 | AMERESCO FEDERAL SOLUTIONS, INC. | EV Connect | No - Product is undergoing FedRAMP review and will not be available for ordering through the BPAs until this process is complete and the platform this product operates on receives an ATO designation or it has been determined does not require one. Purchase this product today through GSA Advantage, but agencies will need to evaluate each product at the agency level to ensure it meets all agency-specific privacy, IT, and cyber supply chain requirements. | Optimize-L2-ENZ | N/A | L2 Connector Software - Optimize L2 ENZ - 3 Year | Optimize: Superior package with advanced energy management features to manage station costs and revenue – including load limit scheduling and balancing, meter data reporting and analytics; address more complex driver needs such as Station's Reservations. Includes Quarterly site performance review, Station Remote Monitoring and Technical Support, Driver Mobile App and 24/7 Driver Support | EA | 1163.73 | 1155 | 1% | N/A
47QMCA22A0002 | AMERESCO FEDERAL SOLUTIONS, INC. | EV Connect | No - Product is undergoing FedRAMP review and will not be available for ordering through the BPAs until this process is complete and the platform this product operates on receives an ATO designation or it has been determined does not require one. Purchase this product today through GSA Advantage, but agencies will need to evaluate each product at the agency level to ensure it meets all agency-specific privacy, IT, and cyber supply chain requirements. | Optimize-L2-ENZ | N/A | L2 Connector Software - Optimize L2 ENZ - 5 Year | Optimize: Superior package with advanced energy management features to manage station costs and revenue – including load limit scheduling and balancing, meter data reporting and analytics; address more complex driver needs such as Station's Reservations. Includes Quarterly site performance review, Station Remote Monitoring and Technical Support, Driver Mobile App and 24/7 Driver Support | EA | 1838.79 | 1825 | 1% | N/A
47QMCA22A0002 | AMERESCO FEDERAL SOLUTIONS, INC. | EV Connect | No - Product is undergoing FedRAMP review and will not be available for ordering through the BPAs until this process is complete and the platform this product operates on receives an ATO designation or it has been determined does not require one. Purchase this product today through GSA Advantage, but agencies will need to evaluate each product at the agency level to ensure it meets all agency-specific privacy, IT, and cyber supply chain requirements. | L3-Optimize-Dual Port Add-on | N/A | L3 Connector Software - Optimize For Dual Port - L3 ENZ - 1 Year | Optimize: Superior package with advanced energy management features to manage station costs and revenue – including load limit scheduling and balancing, meter data reporting and analytics; address more complex driver needs such as Station's Reservations. Includes Quarterly site performance review, Station Remote Monitoring and Technical Support, Driver Mobile App and 24/7 Driver Support | EA | 251.89 | 250 | 1% | N/A
47QMCA22A0002 | AMERESCO FEDERAL SOLUTIONS, INC. | EV Connect | No - Product is undergoing FedRAMP review and will not be available for ordering through the BPAs until this process is complete and the platform this product operates on receives an ATO designation or it has been determined does not require one. Purchase this product today through GSA Advantage, but agencies will need to evaluate each product at the agency level to ensure it meets all agency-specific privacy, IT, and cyber supply chain requirements. | L3-Optimize-Dual Port Add-on | N/A | L3 Connector Software - Optimize For Dual Port - L3 ENZ - 3 Year | Optimize: Superior package with advanced energy management features to manage station costs and revenue – including load limit scheduling and balancing, meter data reporting and analytics; address more complex driver needs such as Station's Reservations. Includes Quarterly site performance review, Station Remote Monitoring and Technical Support, Driver Mobile App and 24/7 Driver Support | EA | 755.67 | 750 | 1% | N/A
47QMCA22A0002 | AMERESCO FEDERAL SOLUTIONS, INC. | EV Connect | No - Product is undergoing FedRAMP review and will not be available for ordering through the BPAs until this process is complete and the platform this product operates on receives an ATO designation or it has been determined does not require one. Purchase this product today through GSA Advantage, but agencies will need to evaluate each product at the agency level to ensure it meets all agency-specific privacy, IT, and cyber supply chain requirements. | L3-Optimize-Dual Port Add-on | N/A | L3 Connector Software - Optimze For Dual Port - L3 ENZ - 5 Year | Optimize: Superior package with advanced energy management features to manage station costs and revenue – including load limit scheduling and balancing, meter data reporting and analytics; address more complex driver needs such as Station's Reservations. Includes Quarterly site performance review, Station Remote Monitoring and Technical Support, Driver Mobile App and 24/7 Driver Support | EA | 1259.45 | 1250 | 1% | N/A
47QMCA22A0002 | AMERESCO FEDERAL SOLUTIONS, INC. | EV Connect | No - Product is undergoing FedRAMP review and will not be available for ordering through the BPAs until this process is complete and the platform this product operates on receives an ATO designation or it has been determined does not require one. Purchase this product today through GSA Advantage, but agencies will need to evaluate each product at the agency level to ensure it meets all agency-specific privacy, IT, and cyber supply chain requirements. | L3-Optimize-Single Port | N/A | L3 Connector Software - Optimize Single Port Stations - L3 ENZ - 1 Year | Optimize: Superior package with advanced energy management features to manage station costs and revenue – including load limit scheduling and balancing, meter data reporting and analytics; address more complex driver needs such as Station's Reservations. Includes Quarterly site performance review, Station Remote Monitoring and Technical Support, Driver Mobile App and 24/7 Driver Support | EA | 599.5 | 595 | 1% | N/A
47QMCA22A0002 | AMERESCO FEDERAL SOLUTIONS, INC. | EV Connect | No - Product is undergoing FedRAMP review and will not be available for ordering through the BPAs until this process is complete and the platform this product operates on receives an ATO designation or it has been determined does not require one. Purchase this product today through GSA Advantage, but agencies will need to evaluate each product at the agency level to ensure it meets all agency-specific privacy, IT, and cyber supply chain requirements. | L3-Optimize-Single Port | N/A | L3 Connector Software - Optimize Single Port Stations - L3 ENZ - 3 Year | Optimize: Superior package with advanced energy management features to manage station costs and revenue – including load limit scheduling and balancing, meter data reporting and analytics; address more complex driver needs such as Station's Reservations. Includes Quarterly site performance review, Station Remote Monitoring and Technical Support, Driver Mobile App and 24/7 Driver Support | EA | 1693.7 | 1681 | 1% | N/A
47QMCA22A0002 | AMERESCO FEDERAL SOLUTIONS, INC. | EV Connect | No - Product is undergoing FedRAMP review and will not be available for ordering through the BPAs until this process is complete and the platform this product operates on receives an ATO designation or it has been determined does not require one. Purchase this product today through GSA Advantage, but agencies will need to evaluate each product at the agency level to ensure it meets all agency-specific privacy, IT, and cyber supply chain requirements. | L3-Optimize-Single Port | N/A | L3 Connector Software - Optimize Single Port Stations - L3 ENZ - 5 Year | Optimize: Superior package with advanced energy management features to manage station costs and revenue – including load limit scheduling and balancing, meter data reporting and analytics; address more complex driver needs such as Station's Reservations. Includes Quarterly site performance review, Station Remote Monitoring and Technical Support, Driver Mobile App and 24/7 Driver Support | EA | 2683.12 | 2663 | 1% | N/A
47QMCA22A0003 | APOLLO SUNGUARD SYSTEMS, INC. | ChargePoint | Yes - Product has completed FedRAMP review and the platform this product operates on has received an ATO designation. | CPCLD-POWER-1 | N/A | 1YR PREPAID POWER CLOUD PLAN | 1yr Prepaid Power Cloud Plan. Prepaid Power Cloud Plan subscription with station management features such as Basic Fleet Vehicle Management, Automatic Software Updates, and basic Power Sharing. Real-time dashboards and reports provided for applicable features. Station Activation purchase required. | EA | 230.16 | 221.598 | 3.72% | N/A
47QMCA22A0003 | APOLLO SUNGUARD SYSTEMS, INC. | ChargePoint | Yes - Product has completed FedRAMP review and the platform this product operates on has received an ATO designation. | CPCLD-POWER-2 | N/A | 2yr Prepaid Power Cloud Plan | 2yr Prepaid Power Cloud Plan - This plan includes Secure Network Connection, On-going Station Software updates, Station Inventory, 24x7 Driver Support, Host Support, Session Data and Analytics, Fleet Vehicle Management and Integration, Fleet Access Control, Valet Dashboard, Power Management (Circuit, Panel, Site Sharing), Scheduled Charging. Cloud plans are priced per port. Available for CPF stations only. | EA | 450.73 | 433.9628 | 3.72% | N/A
47QMCA22A0003 | APOLLO SUNGUARD SYSTEMS, INC. | ChargePoint | Yes - Product has completed FedRAMP review and the platform this product operates on has received an ATO designation. | CPCLD-POWER-3 | N/A | 3YR PREPAID POWER CLOUD PLAN | 3yr Prepaid Power Cloud Plan. Prepaid Power Cloud Plan subscription with station management features such as Basic Fleet Vehicle Management, Automatic Software Updates, and basic Power Sharing. Real-time dashboards and reports provided for applicable features. Station Activation purchase required. | EA | 656.91 | 632.47 | 3.72% | N/A
47QMCA22A0003 | APOLLO SUNGUARD SYSTEMS, INC. | ChargePoint | Yes - Product has completed FedRAMP review and the platform this product operates on has received an ATO designation. | CPCLD-POWER-4 | N/A | 4yr Prepaid Power Cloud Plan | 4yr Prepaid Power Cloud Plan - This plan includes Secure Network Connection, On-going Station Software updates, Station Inventory, 24x7 Driver Support, Host Support, Session Data and Analytics, Fleet Vehicle Management and Integration, Fleet Access Control, Valet Dashboard, Power Management (Circuit, Panel, Site Sharing), Scheduled Charging. Cloud plans are priced per port. Available for CPF stations only. |  | 858.3 | 826.3712 | 3.72% | N/A
47QMCA22A0003 | APOLLO SUNGUARD SYSTEMS, INC. | ChargePoint | Yes - Product has completed FedRAMP review and the platform this product operates on has received an ATO designation. | CPCLD-POWER-5 | N/A | 5YR PREPAID POWER CLOUD PLAN | 5yr Prepaid Power Cloud Plan. Prepaid Power Cloud Plan subscription with station management features such as Basic Fleet Vehicle Management, Automatic Software Updates, and basic Power Sharing. Real-time dashboards and reports provided for applicable features. Station Activation purchase required. | EA | 1035.71 | 997.18 | 3.72% | N/A
47QMCA22A0003 | APOLLO SUNGUARD SYSTEMS, INC. | ChargePoint | Yes - Product has completed FedRAMP review and the platform this product operates on has received an ATO designation. | CPCLD-COMMERCIAL-1 | N/A | CLOUD PLAN - 1 YEAR | 1 yr Prepaid Commercial Cloud Plan subscription with station management features such as: Custom Video uploads and Automatic Software Updates, driver and fleet management features including: Access Control and Pricing & Automatic Payment Collection, as well as energy and power management features which include Power Sharing. Real-time dashboards and reports provided for applicable features. Station Activation purchase required. | EA | 350.04 | 337.01 | 3.72% | N/A
47QMCA22A0003 | APOLLO SUNGUARD SYSTEMS, INC. | ChargePoint | Yes - Product has completed FedRAMP review and the platform this product operates on has received an ATO designation. | CPCLD-COMMERCIAL-2 | N/A | Cloud Plan - 2 Years | 2yr Prepaid Commercial Cloud Plan - This plan includes Secure Network Connection, On-going Station Software updates, Station Inventory, 24x7 Driver Support, Host Support, Session Data and Analytics, Fleet Vehicle Management and Integration, Fleet Access Control, Valet Dashboard, Power Management (Circuit, Panel, Site Sharing), Scheduled Charging, Driver Access Control, Pricing and Automatic Funds Collection, Waitlist, Videos (on supported hardware). Cloud plans are priced per port. | EA | 685.68 | 660.1727 | 3.72% | N/A
47QMCA22A0003 | APOLLO SUNGUARD SYSTEMS, INC. | ChargePoint | Yes - Product has completed FedRAMP review and the platform this product operates on has received an ATO designation. | CPCLD-COMMERCIAL-3 | N/A | CLOUD PLAN - 3 YEARS | 3 Yr Prepaid Commercial Cloud Plan subscription with station management features such as: Custom Video uploads and Automatic Software Updates, driver and fleet management features including: Access Control and Pricing & Automatic Payment Collection, as well as energy and power management features which include Power Sharing. Real-time dashboards and reports provided for applicable features. Station Activation purchase required. | EA | 997.35 | 960.25 | 3.72% | N/A
47QMCA22A0003 | APOLLO SUNGUARD SYSTEMS, INC. | ChargePoint | Yes - Product has completed FedRAMP review and the platform this product operates on has received an ATO designation. | CPCLD-COMMERCIAL-4 | N/A | Cloud Plan - 4 Years | 4yr Prepaid Commercial Cloud Plan - This plan includes Secure Network Connection, On-going Station Software updates, Station Inventory, 24x7 Driver Support, Host Support, Session Data and Analytics, Fleet Vehicle Management and Integration, Fleet Access Control, Valet Dashboard, Power Management (Circuit, Panel, Site Sharing), Scheduled Charging, Driver Access Control, Pricing and Automatic Funds Collection, Waitlist, Videos (on supported hardware). Cloud plans are priced per port. | EA | 1304.23 | 1255.7126 | 3.72% | N/A
47QMCA22A0003 | APOLLO SUNGUARD SYSTEMS, INC. | ChargePoint | Yes - Product has completed FedRAMP review and the platform this product operates on has received an ATO designation. | CPCLD-COMMERCIAL-5 | N/A | CLOUD PLAN - 5 YEARS | 5 Yr Prepaid Commercial Cloud Plan subscription with station management features such as: Custom Video uploads and Automatic Software Updates, driver and fleet management features including: Access Control and Pricing & Automatic Payment Collection, as well as energy and power management features which include Power Sharing. Real-time dashboards and reports provided for applicable features. Station Activation purchase required. | EA | 1572.75 | 1514.24 | 3.72% | N/A
47QMCA22A0003 | APOLLO SUNGUARD SYSTEMS, INC. | ChargePoint | Yes - Product has completed FedRAMP review and the platform this product operates on has received an ATO designation. | CPCLD-Enterprise-DC-1 | N/A | DC ENTERPRISE CLOUD PLAN | 1yr Prepaid Enterprise Cloud Plan. Prepaid Enterprise Cloud Plan subscription with advanced station management features such as: Station Activation, Custom Video uploads, and Automatic Software Updates, driver and fleet management features including: Access Control and Pricing & Automatic Payment Collection, as well as advanced energy and power management features which include: Time of Use Power Sharing and Energy Management APIs. Real-time dashboards and reports provided for applicable features including 15 min meter data readings and associated advanced energy reports. | EA | 1150.76 | 884.71 | 3.72% | N/A
47QMCA22A0003 | APOLLO SUNGUARD SYSTEMS, INC. | ChargePoint | Yes - Product has completed FedRAMP review and the platform this product operates on has received an ATO designation. | CPCLD-Enterprise-DC-2 | N/A | 2yr Prepaid, DC, Enterprise Cloud Plan | 2yr Prepaid, DC, Enterprise Cloud Plan - This plan includes Secure Network Connection, On-going Station Software updates, Station Inventory, 24x7 Driver Support, Host Support, Session Data and Analytics, Fleet Vehicle Management and Integration, Fleet Access Control, Valet Dashboard, Time of Use-varying Power Management (Circuit, Panel, Site Sharing), Scheduled Charging, Driver Access Control, Pricing and Automatic Funds Collection, Waitlist, Videos (on supported hardware), Meter Data and Advanced Analytics, Building/Energy Management System API, Plug-n-charge (*), Real-Time DC Dynamic Power Management (*), Occupancy Detection (*), Predictive Maintenance and Diagnostics (*). (*) on supported DC stations. Cloud plans are priced per port. Activation is now included at no charge in all Enterprise plans. | EA | 2244.04 | 2160.5617 | 3.72% | N/A
47QMCA22A0003 | APOLLO SUNGUARD SYSTEMS, INC. | ChargePoint | Yes - Product has completed FedRAMP review and the platform this product operates on has received an ATO designation. | CPCLD-Enterprise-DC-3 | N/A | 3YR PREPAID, DC, ENTERPRISE CLOUD PLAN | 3yr Prepaid Enterprise Cloud Plan. Prepaid Enterprise Cloud Plan subscription with advanced station management features such as: Station Activation, Custom Video uploads, and Automatic Software Updates, driver and fleet management features including: Access Control and Pricing & Automatic Payment Collection, as well as advanced energy and power management features which include: Time of Use Power Sharing and Energy Management APIs. Real-time dashboards and reports provided for applicable features including 15 min meter data readings and associated advanced energy reports. | EA | 3279.76 | 3157.75 | 3.72% | N/A
47QMCA22A0003 | APOLLO SUNGUARD SYSTEMS, INC. | ChargePoint | Yes - Product has completed FedRAMP review and the platform this product operates on has received an ATO designation. | CPCLD-Enterprise-DC-4 | N/A | 4yr Prepaid, DC, Enterprise Cloud Plan | 4yr Prepaid, DC, Enterprise Cloud Plan - This plan includes Secure Network Connection, On-going Station Software updates, Station Inventory, 24x7 Driver Support, Host Support, Session Data and Analytics, Fleet Vehicle Management and Integration, Fleet Access Control, Valet Dashboard, Time of Use-varying Power Management (Circuit, Panel, Site Sharing), Scheduled Charging, Driver Access Control, Pricing and Automatic Funds Collection, Waitlist, Videos (on supported hardware), Meter Data and Advanced Analytics, Building/Energy Management System API, Plug-n-charge (*), Real-Time DC Dynamic Power Management (*), Occupancy Detection (*), Predictive Maintenance and Diagnostics (*). (*) on supported DC stations. Cloud plans are priced per port. Activation is now included at no charge in all Enterprise plans. | EA | 4257.92 | 4099.5254 | 3.72% | N/A
47QMCA22A0003 | APOLLO SUNGUARD SYSTEMS, INC. | ChargePoint | Yes - Product has completed FedRAMP review and the platform this product operates on has received an ATO designation. | CPCLD-Enterprise-DC-5 | N/A | 5YR PREPAID, DC, ENTERPRISE CLOUD PLAN | 5yr Prepaid Enterprise Cloud Plan. Prepaid Enterprise Cloud Plan subscription with advanced station management features such as: Station Activation, Custom Video uploads, and Automatic Software Updates, driver and fleet management features including: Access Control and Pricing & Automatic Payment Collection, as well as advanced energy and power management features which include: Time of Use Power Sharing and Energy Management APIs. Real-time dashboards and reports provided for applicable features including 15 min meter data readings and associated advanced energy reports. | EA | 5178.56 | 4985.92 | 3.72% | N/A
47QMCA22A0003 | APOLLO SUNGUARD SYSTEMS, INC. | ChargePoint | Yes - Product has completed FedRAMP review and the platform this product operates on has received an ATO designation. | CPCLD-FLEETCOMM-1 | N/A | Fleet Commercial Cloud Plan - 1 Year Plan | CPCLD-FLEETCOMM-1 | EA | 292.49 | 281.6094 | 3.72% | N/A
47QMCA22A0003 | APOLLO SUNGUARD SYSTEMS, INC. | ChargePoint | Yes - Product has completed FedRAMP review and the platform this product operates on has received an ATO designation. | CPCLD-FLEETCOMM-2 | N/A | Fleet Commercial Cloud Plan - 2 Year Plan | CPCLD-FLEETCOMM-2 | EA | 551.43 | 530.9168 | 3.72% | N/A
47QMCA22A0003 | APOLLO SUNGUARD SYSTEMS, INC. | ChargePoint | Yes - Product has completed FedRAMP review and the platform this product operates on has received an ATO designation. | CPCLD-FLEETCOMM-3 | N/A | Fleet Commercial Cloud Plan - 3 Year Plan | CPCLD-FLEETCOMM-3 | EA | 786.38 | 757.1267 | 3.72% | N/A
47QMCA22A0003 | APOLLO SUNGUARD SYSTEMS, INC. | ChargePoint | Yes - Product has completed FedRAMP review and the platform this product operates on has received an ATO designation. | CPCLD-FLEETCOMM-4 | N/A | Fleet Commercial Cloud Plan - 4 Year Plan | CPCLD-FLEETCOMM-4 | EA | 987.76 | 951.0153 | 3.72% | N/A
47QMCA22A0003 | APOLLO SUNGUARD SYSTEMS, INC. | ChargePoint | Yes - Product has completed FedRAMP review and the platform this product operates on has received an ATO designation. | CPCLD-FLEETCOMM-5 | N/A | Fleet Commercial Cloud Plan - 5 Year Plan | CPCLD-FLEETCOMM-5 | EA | 1165.18 | 1121.8353 | 3.72% | N/A
47QMCA22A0003 | APOLLO SUNGUARD SYSTEMS, INC. | ChargePoint | Yes - Product has completed FedRAMP review and the platform this product operates on has received an ATO designation. | CPCLD-FLEETCOMM-DC-1 | N/A | Fleet Commercial DC Cloud Plan - 1 Year Plan | CPCLD-FLEETCOMM-DC-1 | EA | 733.63 | 706.339 | 3.72% | N/A
47QMCA22A0003 | APOLLO SUNGUARD SYSTEMS, INC. | ChargePoint | Yes - Product has completed FedRAMP review and the platform this product operates on has received an ATO designation. | CPCLD-FLEETCOMM-DC-2 | N/A | Fleet Commercial DC Cloud Plan - 2 Year Plan | CPCLD-FLEETCOMM-DC-2 | EA | 1400.13 | 1348.0452 | 3.72% | N/A
47QMCA22A0003 | APOLLO SUNGUARD SYSTEMS, INC. | ChargePoint | Yes - Product has completed FedRAMP review and the platform this product operates on has received an ATO designation. | CPCLD-FLEETCOMM-DC-3 | N/A | Fleet Commercial DC Cloud Plan - 3 Year Plan | CPCLD-FLEETCOMM-DC-3 | EA | 1980.32 | 1906.6521 | 3.72% | N/A
47QMCA22A0003 | APOLLO SUNGUARD SYSTEMS, INC. | ChargePoint | Yes - Product has completed FedRAMP review and the platform this product operates on has received an ATO designation. | CPCLD-FLEETCOMM-DC-4 | N/A | Fleet Commercial DC Cloud Plan - 4 Year Plan | CPCLD-FLEETCOMM-DC-4 | EA | 2498.18 | 2405.2477 | 3.72% | N/A
47QMCA22A0003 | APOLLO SUNGUARD SYSTEMS, INC. | ChargePoint | Yes - Product has completed FedRAMP review and the platform this product operates on has received an ATO designation. | CPCLD-FLEETCOMM-DC-5 | N/A | Fleet Commercial DC Cloud Plan - 5 Year Plan | CPCLD-FLEETCOMM-DC-5 | EA | 2939.31 | 2829.9677 | 3.72% | N/A
47QMCA22A0003 | APOLLO SUNGUARD SYSTEMS, INC. | ChargePoint | Yes - Product has completed FedRAMP review and the platform this product operates on has received an ATO designation. | CPCLD-FLEETCOMM-EXPP-1 | N/A | EXPP Fleet Commercial Cloud Plan - 1 Year Plan | Prepaid Fleet Commercial Cloud Plan subscription with station management features such as: Automatic Software Updates, fleet management features including: Access Control and Pricing & Automatic Payment Collection for Fleets only, as well as energy and power management features which include Power Sharing. Real-time dashboards and reports provided for applicable features. Station Activation purchase required. | EA | 887.07 | 854.071 | 3.72% | N/A
47QMCA22A0003 | APOLLO SUNGUARD SYSTEMS, INC. | ChargePoint | Yes - Product has completed FedRAMP review and the platform this product operates on has received an ATO designation. | CPCLD-FLEETCOMM-EXPP-2 | N/A | EXPP Fleet Commercial Cloud Plan - 2 Year Plan | Prepaid Fleet Commercial Cloud Plan subscription with station management features such as: Automatic Software Updates, fleet management features including: Access Control and Pricing & Automatic Payment Collection for Fleets only, as well as energy and power management features which include Power Sharing. Real-time dashboards and reports provided for applicable features. Station Activation purchase required. | EA | 1678.24 | 1615.8095 | 3.72% | N/A
47QMCA22A0003 | APOLLO SUNGUARD SYSTEMS, INC. | ChargePoint | Yes - Product has completed FedRAMP review and the platform this product operates on has received an ATO designation. | CPCLD-FLEETCOMM-EXPP-3 | N/A | EXPP Fleet Commercial Cloud Plan - 3 Year Plan | Prepaid Fleet Commercial Cloud Plan subscription with station management features such as: Automatic Software Updates, fleet management features including: Access Control and Pricing & Automatic Payment Collection for Fleets only, as well as energy and power management features which include Power Sharing. Real-time dashboards and reports provided for applicable features. Station Activation purchase required. | EA | 2383.09 | 2294.4391 | 3.72% | N/A
47QMCA22A0003 | APOLLO SUNGUARD SYSTEMS, INC. | ChargePoint | Yes - Product has completed FedRAMP review and the platform this product operates on has received an ATO designation. | CPCLD-FLEETCOMM-EXPP-4 | N/A | EXPP Fleet Commercial Cloud Plan - 4 Year Plan | Prepaid Fleet Commercial Cloud Plan subscription with station management features such as: Automatic Software Updates, fleet management features including: Access Control and Pricing & Automatic Payment Collection for Fleets only, as well as energy and power management features which include Power Sharing. Real-time dashboards and reports provided for applicable features. Station Activation purchase required. | EA | 3011.23 | 2899.2122 | 3.72% | N/A
47QMCA22A0003 | APOLLO SUNGUARD SYSTEMS, INC. | ChargePoint | Yes - Product has completed FedRAMP review and the platform this product operates on has received an ATO designation. | CPCLD-FLEETCOMM-EXPP-5 | N/A | EXPP Fleet Commercial Cloud Plan - 5 Year Plan | Prepaid Fleet Commercial Cloud Plan subscription with station management features such as: Automatic Software Updates, fleet management features including: Access Control and Pricing & Automatic Payment Collection for Fleets only, as well as energy and power management features which include Power Sharing. Real-time dashboards and reports provided for applicable features. Station Activation purchase required. | EA | 3543.48 | 3411.6625 | 3.72% | N/A
47QMCA22A0003 | APOLLO SUNGUARD SYSTEMS, INC. | ChargePoint | Yes - Product has completed FedRAMP review and the platform this product operates on has received an ATO designation. | CPCLD-FLEETENT-1 | N/A | Fleet Enterprise Cloud Plan - 1 Year Plan | CPCLD-FLEETENT-1 | EA | 460.31 | 443.1865 | 3.72% | N/A
47QMCA22A0003 | APOLLO SUNGUARD SYSTEMS, INC. | ChargePoint | Yes - Product has completed FedRAMP review and the platform this product operates on has received an ATO designation. | CPCLD-FLEETENT-2 | N/A | Fleet Enterprise Cloud Plan - 2 Year Plan | CPCLD-FLEETENT-2 | EA | 901.45 | 867.9161 | 3.72% | N/A
47QMCA22A0003 | APOLLO SUNGUARD SYSTEMS, INC. | ChargePoint | Yes - Product has completed FedRAMP review and the platform this product operates on has received an ATO designation. | CPCLD-FLEETENT-3 | N/A | Fleet Enterprise Cloud Plan - 3 Year Plan | CPCLD-FLEETENT-3 | EA | 1313.82 | 1264.9459 | 3.72% | N/A
47QMCA22A0003 | APOLLO SUNGUARD SYSTEMS, INC. | ChargePoint | Yes - Product has completed FedRAMP review and the platform this product operates on has received an ATO designation. | CPCLD-FLEETENT-4 | N/A | Fleet Enterprise Cloud Plan - 4 Year Plan | CPCLD-FLEETENT-4 | EA | 1711.8 | 1648.121 | 3.72% | N/A
47QMCA22A0003 | APOLLO SUNGUARD SYSTEMS, INC. | ChargePoint | Yes - Product has completed FedRAMP review and the platform this product operates on has received an ATO designation. | CPCLD-FLEETENT-5 | N/A | Fleet Enterprise Cloud Plan - 5 Year Plan | CPCLD-FLEETENT-5 | EA | 2071.43 | 1994.3728 | 3.72% | N/A
47QMCA22A0003 | APOLLO SUNGUARD SYSTEMS, INC. | ChargePoint | Yes - Product has completed FedRAMP review and the platform this product operates on has received an ATO designation. | CPCLD-FLEETENT-DC-1 | N/A | Fleet Enterprise DC Cloud Plan - 1 Year Plan | CPCLD-FLEETENT-DC-1 | EA | 1053.93 | 1014.7238 | 3.72% | N/A
47QMCA22A0003 | APOLLO SUNGUARD SYSTEMS, INC. | ChargePoint | Yes - Product has completed FedRAMP review and the platform this product operates on has received an ATO designation. | CPCLD-FLEETENT-DC-2 | N/A | Fleet Enterprise DC Cloud Plan - 2 Year Plan | CPCLD-FLEETENT-DC-2 | EA | 2003.34 | 1928.8158 | 3.72% | N/A
47QMCA22A0003 | APOLLO SUNGUARD SYSTEMS, INC. | ChargePoint | Yes - Product has completed FedRAMP review and the platform this product operates on has received an ATO designation. | CPCLD-FLEETENT-DC-3 | N/A | Fleet Enterprise DC Cloud Plan - 3 Year Plan | CPCLD-FLEETENT-DC-3 | EA | 2847.24 | 2741.3227 | 3.72% | N/A
47QMCA22A0003 | APOLLO SUNGUARD SYSTEMS, INC. | ChargePoint | Yes - Product has completed FedRAMP review and the platform this product operates on has received an ATO designation. | CPCLD-FLEETENT-DC-4 | N/A | Fleet Enterprise DC Cloud Plan - 4 Year Plan | CPCLD-FLEETENT-DC-4 | EA | 3585.67 | 3452.2831 | 3.72% | N/A
47QMCA22A0003 | APOLLO SUNGUARD SYSTEMS, INC. | ChargePoint | Yes - Product has completed FedRAMP review and the platform this product operates on has received an ATO designation. | CPCLD-FLEETENT-DC-5 | N/A | Fleet Enterprise DC Cloud Plan - 5 Year Plan | CPCLD-FLEETENT-DC-5 | EA | 4218.61 | 4061.6777 | 3.72% | N/A
47QMCA22A0003 | APOLLO SUNGUARD SYSTEMS, INC. | ChargePoint | Yes - Product has completed FedRAMP review and the platform this product operates on has received an ATO designation. | CPCLD-FLEETENT-EXPP-1 | N/A | EXPP Fleet Enterprise Cloud Plan - 1 Year Plan | Prepaid Fleet Enterprise Cloud Plan subscription with advanced station management features such as: Station Activation, Automatic Software Updates, fleet management features including: Access Control and Pricing & Automatic Payment Collection for fleets only, as well as advanced energy and power management features which include: Time of Use Power Sharing and Energy Management APIs. Real-time dashboards and reports provided for applicable features including 15 min meter data readings and associated advanced energy reports. | EA | 1245.73 | 1199.3888 | 3.72% | N/A
47QMCA22A0003 | APOLLO SUNGUARD SYSTEMS, INC. | ChargePoint | Yes - Product has completed FedRAMP review and the platform this product operates on has received an ATO designation. | CPCLD-FLEETENT-EXPP-2 | N/A | EXPP Fleet Enterprise Cloud Plan - 2 Year Plan | Prepaid Fleet Enterprise Cloud Plan subscription with advanced station management features such as: Station Activation, Automatic Software Updates, fleet management features including: Access Control and Pricing & Automatic Payment Collection for fleets only, as well as advanced energy and power management features which include: Time of Use Power Sharing and Energy Management APIs. Real-time dashboards and reports provided for applicable features including 15 min meter data readings and associated advanced energy reports. | EA | 2367.75 | 2279.6697 | 3.72% | N/A
47QMCA22A0003 | APOLLO SUNGUARD SYSTEMS, INC. | ChargePoint | Yes - Product has completed FedRAMP review and the platform this product operates on has received an ATO designation. | CPCLD-FLEETENT-EXPP-3 | N/A | EXPP Fleet Enterprise Cloud Plan - 3 Year Plan | Prepaid Fleet Enterprise Cloud Plan subscription with advanced station management features such as: Station Activation, Automatic Software Updates, fleet management features including: Access Control and Pricing & Automatic Payment Collection for fleets only, as well as advanced energy and power management features which include: Time of Use Power Sharing and Energy Management APIs. Real-time dashboards and reports provided for applicable features including 15 min meter data readings and associated advanced energy reports. | EA | 3365.11 | 3239.9279 | 3.72% | N/A
47QMCA22A0003 | APOLLO SUNGUARD SYSTEMS, INC. | ChargePoint | Yes - Product has completed FedRAMP review and the platform this product operates on has received an ATO designation. | CPCLD-FLEETENT-EXPP-4 | N/A | EXPP Fleet Enterprise Cloud Plan - 4 Year Plan | Prepaid Fleet Enterprise Cloud Plan subscription with advanced station management features such as: Station Activation, Automatic Software Updates, fleet management features including: Access Control and Pricing & Automatic Payment Collection for fleets only, as well as advanced energy and power management features which include: Time of Use Power Sharing and Energy Management APIs. Real-time dashboards and reports provided for applicable features including 15 min meter data readings and associated advanced energy reports. | EA | 4237.78 | 4080.1346 | 3.72% | N/A
47QMCA22A0003 | APOLLO SUNGUARD SYSTEMS, INC. | ChargePoint | Yes - Product has completed FedRAMP review and the platform this product operates on has received an ATO designation. | CPCLD-FLEETENT-EXPP-5 | N/A | EXPP Fleet Enterprise Cloud Plan - 5 Year Plan | Prepaid Fleet Enterprise Cloud Plan subscription with advanced station management features such as: Station Activation, Automatic Software Updates, fleet management features including: Access Control and Pricing & Automatic Payment Collection for fleets only, as well as advanced energy and power management features which include: Time of Use Power Sharing and Energy Management APIs. Real-time dashboards and reports provided for applicable features including 15 min meter data readings and associated advanced energy reports. | EA | 4985.8 | 4800.3282 | 3.72% | N/A
47QMCA22A0003 | APOLLO SUNGUARD SYSTEMS, INC. | ChargePoint | Yes - Product has completed FedRAMP review and the platform this product operates on has received an ATO designation. | CPCLD-ENTERPRISE-1 | N/A | Enterprise Cloud Plan - 1 Year Plan | Prepaid Enterprise Cloud Plan subscription with advanced station management features such as: Station Activation, Custom Video uploads, and Automatic Software Updates, driver and fleet management features including: Access Control and Pricing & Automatic Payment Collection, as well as advanced energy and power management features which include: Time of Use Power Sharing and Energy Management APIs. Real-time dashboards and reports provided for applicable features including 15 min meter data readings and associated advanced energy reports. | EA | 460.31 | 443.1865 | 3.72% | N/A
47QMCA22A0003 | APOLLO SUNGUARD SYSTEMS, INC. | ChargePoint | Yes - Product has completed FedRAMP review and the platform this product operates on has received an ATO designation. | CPCLD-ENTERPRISE-2 | N/A | Enterprise Cloud Plan - 2 Year Plan | Prepaid Enterprise Cloud Plan subscription with advanced station management features such as: Station Activation, Custom Video uploads, and Automatic Software Updates, driver and fleet management features including: Access Control and Pricing & Automatic Payment Collection, as well as advanced energy and power management features which include: Time of Use Power Sharing and Energy Management APIs. Real-time dashboards and reports provided for applicable features including 15 min meter data readings and associated advanced energy reports. | EA | 896.65 | 863.2946 | 3.72% | N/A
47QMCA22A0003 | APOLLO SUNGUARD SYSTEMS, INC. | ChargePoint | Yes - Product has completed FedRAMP review and the platform this product operates on has received an ATO designation. | CPCLD-ENTERPRISE-3 | N/A | Enterprise Cloud Plan - 3 Year Plan | Prepaid Enterprise Cloud Plan subscription with advanced station management features such as: Station Activation, Custom Video uploads, and Automatic Software Updates, driver and fleet management features including: Access Control and Pricing & Automatic Payment Collection, as well as advanced energy and power management features which include: Time of Use Power Sharing and Energy Management APIs. Real-time dashboards and reports provided for applicable features including 15 min meter data readings and associated advanced energy reports. | EA | 1313.82 | 1264.9459 | 3.72% | N/A
47QMCA22A0003 | APOLLO SUNGUARD SYSTEMS, INC. | ChargePoint | Yes - Product has completed FedRAMP review and the platform this product operates on has received an ATO designation. | CPCLD-ENTERPRISE-4 | N/A | Enterprise Cloud Plan - 4 Year Plan | Prepaid Enterprise Cloud Plan subscription with advanced station management features such as: Station Activation, Custom Video uploads, and Automatic Software Updates, driver and fleet management features including: Access Control and Pricing & Automatic Payment Collection, as well as advanced energy and power management features which include: Time of Use Power Sharing and Energy Management APIs. Real-time dashboards and reports provided for applicable features including 15 min meter data readings and associated advanced energy reports. | EA | 1702.22 | 1638.8974 | 3.72% | N/A
47QMCA22A0003 | APOLLO SUNGUARD SYSTEMS, INC. | ChargePoint | Yes - Product has completed FedRAMP review and the platform this product operates on has received an ATO designation. | CPCLD-ENTERPRISE-5 | N/A | Enterprise Cloud Plan - 5 Year Plan | Prepaid Enterprise Cloud Plan subscription with advanced station management features such as: Station Activation, Custom Video uploads, and Automatic Software Updates, driver and fleet management features including: Access Control and Pricing & Automatic Payment Collection, as well as advanced energy and power management features which include: Time of Use Power Sharing and Energy Management APIs. Real-time dashboards and reports provided for applicable features including 15 min meter data readings and associated advanced energy reports. | EA | 2071.43 | 1994.3728 | 3.72% | N/A
47QMCA22A0005 | CARAHSOFT TECHNOLOGY CORPORATION | ChargePoint | Yes - Product has completed FedRAMP review and the platform this product operates on has received an ATO designation. | CPCLD-POWER-1 | CPCLD-POWER-1-611 | ChargePoint - Cloud | 1 year of Power Cloud Plan subscription with station management features such as Basic Fleet Vehicle Management, Automatic Software Updates, and basic Power Sharing. Real-time dashboards and reports provided for applicable features. Station Activation purchase required. | EA | 236.98 | 229.8706 | 3% | N/A
47QMCA22A0005 | CARAHSOFT TECHNOLOGY CORPORATION | ChargePoint | Yes - Product has completed FedRAMP review and the platform this product operates on has received an ATO designation. | CPCLD-POWER-3 | CPCLD-POWER-3-611 | ChargePoint - Cloud | 3 years of Power Cloud Plan subscription with station management features such as Basic Fleet Vehicle Management, Automatic Software Updates, and basic Power Sharing. Real-time dashboards and reports provided for applicable features. Station Activation purchase required. | EA | 676.37 | 656.0789 | 3% | N/A
47QMCA22A0005 | CARAHSOFT TECHNOLOGY CORPORATION | ChargePoint | Yes - Product has completed FedRAMP review and the platform this product operates on has received an ATO designation. | CPCLD-POWER-5 | CPCLD-POWER-5-611 | ChargePoint - Cloud | 5 years of Power Cloud Plan subscription with station management features such as Basic Fleet Vehicle Management, Automatic Software Updates, and basic Power Sharing. Real-time dashboards and reports provided for applicable features. Station Activation purchase required. | EA | 1066.4 | 1034.408 | 3% | N/A
47QMCA22A0005 | CARAHSOFT TECHNOLOGY CORPORATION | ChargePoint | Yes - Product has completed FedRAMP review and the platform this product operates on has received an ATO designation. | CPSUPPORT-ACTIVE | CPSUPPORT-ACTIVE-611 | ChargePoint - Services | Initial Station Activation & Configuration Service includes activation of cloud services and configuration of radio groups, custom groups, connections, access control, visibility control, pricing, reports and alerts. One time initial service per station. NOTE: Only applicable if not already activated. | EA | 344.6 | 334.262 | 3% | N/A
47QMCA22A0005 | CARAHSOFT TECHNOLOGY CORPORATION | ChargePoint | Yes - Product has completed FedRAMP review and the platform this product operates on has received an ATO designation. | CPCLD-COMMERCIAL-1 | CPCLD-COMMERCIAL-1-611 | ChargePoint - Cloud | Commercial Cloud Plan subscription with station management features such as: Custom Video uploads and Automatic Software Updates, driver and fleet management features including: Access Control and Pricing & Automatic Payment Collection, as well as energy and power management features which include Power Sharing. Real-time dashboards and reports provided for applicable features. Station Activation purchase required. | EA | 360.4 | 349.588 | 3% | N/A
47QMCA22A0005 | CARAHSOFT TECHNOLOGY CORPORATION | ChargePoint | Yes - Product has completed FedRAMP review and the platform this product operates on has received an ATO designation. | CPCLD-COMMERCIAL-2 | CPCLD-COMMERCIAL-2-611 | ChargePoint - Cloud | Commercial Cloud Plan subscription with station management features such as: Custom Video uploads and Automatic Software Updates, driver and fleet management features including: Access Control and Pricing & Automatic Payment Collection, as well as energy and power management features which include Power Sharing. Real-time dashboards and reports provided for applicable features. Station Activation purchase required. | EA | 705.99 | 684.8103 | 3% | N/A
47QMCA22A0005 | CARAHSOFT TECHNOLOGY CORPORATION | ChargePoint | Yes - Product has completed FedRAMP review and the platform this product operates on has received an ATO designation. | CPCLD-COMMERCIAL-3 | CPCLD-COMMERCIAL-3-611 | ChargePoint - Cloud | Commercial Cloud Plan subscription with station management features such as: Custom Video uploads and Automatic Software Updates, driver and fleet management features including: Access Control and Pricing & Automatic Payment Collection, as well as energy and power management features which include Power Sharing. Real-time dashboards and reports provided for applicable features. Station Activation purchase required. | EA | 1026.9 | 996.093 | 3% | N/A
47QMCA22A0005 | CARAHSOFT TECHNOLOGY CORPORATION | ChargePoint | Yes - Product has completed FedRAMP review and the platform this product operates on has received an ATO designation. | CPCLD-COMMERCIAL-4 | CPCLD-COMMERCIAL-4-611 | ChargePoint - Cloud | Commercial Cloud Plan subscription with station management features such as: Custom Video uploads and Automatic Software Updates, driver and fleet management features including: Access Control and Pricing & Automatic Payment Collection, as well as energy and power management features which include Power Sharing. Real-time dashboards and reports provided for applicable features. Station Activation purchase required. | EA | 1342.87 | 1302.5839 | 3% | N/A
47QMCA22A0005 | CARAHSOFT TECHNOLOGY CORPORATION | ChargePoint | Yes - Product has completed FedRAMP review and the platform this product operates on has received an ATO designation. | CPCLD-COMMERCIAL-5 | CPCLD-COMMERCIAL-5-611 | ChargePoint - Cloud | Commercial Cloud Plan subscription with station management features such as: Custom Video uploads and Automatic Software Updates, driver and fleet management features including: Access Control and Pricing & Automatic Payment Collection, as well as energy and power management features which include Power Sharing. Real-time dashboards and reports provided for applicable features. Station Activation purchase required. | EA | 1619.35 | 1570.7695 | 3% | N/A
47QMCA22A0005 | CARAHSOFT TECHNOLOGY CORPORATION | ChargePoint | Yes - Product has completed FedRAMP review and the platform this product operates on has received an ATO designation. | CPCLD-ENTERPRISE-1 | CPCLD-ENTERPRISE-1-611 | ChargePoint - Cloud | Enterprise Cloud Plan subscription with advanced station management features such as: Custom Video uploads, and Automatic Software Updates, driver and fleet management features including: Access Control and Pricing & Automatic Payment Collection, as well as advanced energy and power management features which include: Time of Use Power Sharing and Energy Management APIs. Real-time dashboards and reports provided for applicable features including 15 min meter data readings and associated advanced energy reports. | EA | 473.9546 | 459.736 | 3% | N/A
47QMCA22A0005 | CARAHSOFT TECHNOLOGY CORPORATION | ChargePoint | Yes - Product has completed FedRAMP review and the platform this product operates on has received an ATO designation. | CPCLD-ENTERPRISE-2 | CPCLD-ENTERPRISE-2-611 | ChargePoint - Cloud | Enterprise Cloud Plan subscription with advanced station management features such as: Custom Video uploads, and Automatic Software Updates, driver and fleet management features including: Access Control and Pricing & Automatic Payment Collection, as well as advanced energy and power management features which include: Time of Use Power Sharing and Energy Management APIs. Real-time dashboards and reports provided for applicable features including 15 min meter data readings and associated advanced energy reports. | EA | 923.22 | 895.5234 | 3% | N/A
47QMCA22A0005 | CARAHSOFT TECHNOLOGY CORPORATION | ChargePoint | Yes - Product has completed FedRAMP review and the platform this product operates on has received an ATO designation. | CPCLD-ENTERPRISE-3 | CPCLD-ENTERPRISE-3-611 | ChargePoint - Cloud | Enterprise Cloud Plan subscription with advanced station management features such as: Custom Video uploads, and Automatic Software Updates, driver and fleet management features including: Access Control and Pricing & Automatic Payment Collection, as well as advanced energy and power management features which include: Time of Use Power Sharing and Energy Management APIs. Real-time dashboards and reports provided for applicable features including 15 min meter data readings and associated advanced energy reports. | EA | 1352.75 | 1312.1675 | 3% | N/A
47QMCA22A0005 | CARAHSOFT TECHNOLOGY CORPORATION | ChargePoint | Yes - Product has completed FedRAMP review and the platform this product operates on has received an ATO designation. | CPCLD-ENTERPRISE-4 | CPCLD-ENTERPRISE-4-611 | ChargePoint - Cloud | Enterprise Cloud Plan subscription with advanced station management features such as: Custom Video uploads, and Automatic Software Updates, driver and fleet management features including: Access Control and Pricing & Automatic Payment Collection, as well as advanced energy and power management features which include: Time of Use Power Sharing and Energy Management APIs. Real-time dashboards and reports provided for applicable features including 15 min meter data readings and associated advanced energy reports. | EA | 1752.64 | 1700.0608 | 3% | N/A
47QMCA22A0005 | CARAHSOFT TECHNOLOGY CORPORATION | ChargePoint | Yes - Product has completed FedRAMP review and the platform this product operates on has received an ATO designation. | CPCLD-ENTERPRISE-5 | CPCLD-ENTERPRISE-5-611 | ChargePoint - Cloud | Enterprise Cloud Plan subscription with advanced station management features such as: Custom Video uploads, and Automatic Software Updates, driver and fleet management features including: Access Control and Pricing & Automatic Payment Collection, as well as advanced energy and power management features which include: Time of Use Power Sharing and Energy Management APIs. Real-time dashboards and reports provided for applicable features including 15 min meter data readings and associated advanced energy reports. | EA | 2132.8 | 2068.816 | 3% | N/A
47QMCA22A0005 | CARAHSOFT TECHNOLOGY CORPORATION | ChargePoint | Yes - Product has completed FedRAMP review and the platform this product operates on has received an ATO designation. | CPCLD-POWER-2 | CPCLD-POWER-2-611 | ChargePoint - Cloud | Power Cloud Plan subscription with station management features such as Basic Fleet Vehicle Management, Automatic Software Updates, and basic Power Sharing. Real-time dashboards and reports provided for applicable features. Station Activation purchase required. | EA | 464.08 | 450.1576 | 3% | N/A
47QMCA22A0005 | CARAHSOFT TECHNOLOGY CORPORATION | ChargePoint | Yes - Product has completed FedRAMP review and the platform this product operates on has received an ATO designation. | CPCLD-POWER-4 | CPCLD-POWER-4-611 | ChargePoint - Cloud | Power Cloud Plan subscription with station management features such as Basic Fleet Vehicle Management, Automatic Software Updates, and basic Power Sharing. Real-time dashboards and reports provided for applicable features. Station Activation purchase required. | EA | 883.73 | 857.2181 | 3% | N/A
47QMCA22A0005 | CARAHSOFT TECHNOLOGY CORPORATION | ChargePoint | Yes - Product has completed FedRAMP review and the platform this product operates on has received an ATO designation. | CPCLD-ENTERPRISE-DC-1 | CPCLDENTERPRISEDC1611 | ChargePoint - Cloud | Enterprise Cloud Plan subscription with advanced station management features such as: Custom Video uploads, and Automatic Software Updates, driver and fleet management features including: Access Control and Pricing & Automatic Payment Collection, as well as advanced energy and power management features which include: Time of Use Power Sharing and Energy Management APIs. Real-time dashboards and reports provided for applicable features including 15 min meter data readings and associated advanced energy reports. | EA | 1184.8866 | 1149.34 | 3% | N/A
47QMCA22A0005 | CARAHSOFT TECHNOLOGY CORPORATION | ChargePoint | Yes - Product has completed FedRAMP review and the platform this product operates on has received an ATO designation. | CPCLD-ENTERPRISE-DC-2 | CPCLD-ENTERPRISE-DC-2-611 | ChargePoint - Cloud | Enterprise Cloud Plan subscription with advanced station management features such as: Custom Video uploads, and Automatic Software Updates, driver and fleet management features including: Access Control and Pricing & Automatic Payment Collection, as well as advanced energy and power management features which include: Time of Use Power Sharing and Energy Management APIs. Real-time dashboards and reports provided for applicable features including 15 min meter data readings and associated advanced energy reports. | EA | 2310.53 | 2241.2141 | 3% | N/A
47QMCA22A0005 | CARAHSOFT TECHNOLOGY CORPORATION | ChargePoint | Yes - Product has completed FedRAMP review and the platform this product operates on has received an ATO designation. | CPCLD-ENTERPRISE-DC-3 | CPCLD-ENTERPRISE-DC-3-611 | ChargePoint - Cloud | Enterprise Cloud Plan subscription with advanced station management features such as: Custom Video uploads, and Automatic Software Updates, driver and fleet management features including: Access Control and Pricing & Automatic Payment Collection, as well as advanced energy and power management features which include: Time of Use Power Sharing and Energy Management APIs. Real-time dashboards and reports provided for applicable features including 15 min meter data readings and associated advanced energy reports. | EA | 3376.93 | 3275.6221 | 3% | N/A
47QMCA22A0005 | CARAHSOFT TECHNOLOGY CORPORATION | ChargePoint | Yes - Product has completed FedRAMP review and the platform this product operates on has received an ATO designation. | CPCLD-ENTERPRISE-DC-4 | CPCLD-ENTERPRISE-DC-4-611 | ChargePoint - Cloud | Enterprise Cloud Plan subscription with advanced station management features such as: Custom Video uploads, and Automatic Software Updates, driver and fleet management features including: Access Control and Pricing & Automatic Payment Collection, as well as advanced energy and power management features which include: Time of Use Power Sharing and Energy Management APIs. Real-time dashboards and reports provided for applicable features including 15 min meter data readings and associated advanced energy reports. | EA | 4384.08 | 4252.5576 | 3% | N/A
47QMCA22A0005 | CARAHSOFT TECHNOLOGY CORPORATION | ChargePoint | Yes - Product has completed FedRAMP review and the platform this product operates on has received an ATO designation. | CPCLD-ENTERPRISE-DC-5 | CPCLDENTERPRISEDC5611 | ChargePoint - Cloud | Enterprise Cloud Plan subscription with advanced station management features such as: Custom Video uploads, and Automatic Software Updates, driver and fleet management features including: Access Control and Pricing & Automatic Payment Collection, as well as advanced energy and power management features which include: Time of Use Power Sharing and Energy Management APIs. Real-time dashboards and reports provided for applicable features including 15 min meter data readings and associated advanced energy reports. | EA | 4739.5465 | 4597.3601 | 3% | N/A
47QMCA22A0005 | CARAHSOFT TECHNOLOGY CORPORATION | ChargePoint | Yes - Product has completed FedRAMP review and the platform this product operates on has received an ATO designation. | CPCLD-COMMERCIAL-10 | CPCLD-COMMERCIAL-10-611 | ChargePoint - Cloud | Commercial Cloud Plan subscription with station management features such as: Custom Video uploads and Automatic Software Updates, driver and fleet management features including: Access Control and Pricing & Automatic Payment Collection, as well as energy and power management features which include Power Sharing. Real-time dashboards and reports provided for applicable features. Station Activation purchase required. | EA | 3243.63 | 3146.3211 | 3% | N/A
47QMCA22A0005 | CARAHSOFT TECHNOLOGY CORPORATION | ChargePoint | Yes - Product has completed FedRAMP review and the platform this product operates on has received an ATO designation. | CPCLD-COMMERCIAL-6 | CPCLD-COMMERCIAL-6-611 | ChargePoint - Cloud | Commercial Cloud Plan subscription with station management features such as: Custom Video uploads and Automatic Software Updates, driver and fleet management features including: Access Control and Pricing & Automatic Payment Collection, as well as energy and power management features which include Power Sharing. Real-time dashboards and reports provided for applicable features. Station Activation purchase required. | EA | 1945.19 | 1886.8343 | 3% | N/A
47QMCA22A0005 | CARAHSOFT TECHNOLOGY CORPORATION | ChargePoint | Yes - Product has completed FedRAMP review and the platform this product operates on has received an ATO designation. | CPCLD-COMMERCIAL-7 | CPCLD-COMMERCIAL-7-611 | ChargePoint - Cloud | Commercial Cloud Plan subscription with station management features such as: Custom Video uploads and Automatic Software Updates, driver and fleet management features including: Access Control and Pricing & Automatic Payment Collection, as well as energy and power management features which include Power Sharing. Real-time dashboards and reports provided for applicable features. Station Activation purchase required. | EA | 2271.03 | 2202.8991 | 3% | N/A
47QMCA22A0005 | CARAHSOFT TECHNOLOGY CORPORATION | ChargePoint | Yes - Product has completed FedRAMP review and the platform this product operates on has received an ATO designation. | CPCLD-COMMERCIAL-8 | CPCLD-COMMERCIAL-8-611 | ChargePoint - Cloud | Commercial Cloud Plan subscription with station management features such as: Custom Video uploads and Automatic Software Updates, driver and fleet management features including: Access Control and Pricing & Automatic Payment Collection, as well as energy and power management features which include Power Sharing. Real-time dashboards and reports provided for applicable features. Station Activation purchase required. | EA | 2596.88 | 2518.9736 | 3% | N/A
47QMCA22A0005 | CARAHSOFT TECHNOLOGY CORPORATION | ChargePoint | Yes - Product has completed FedRAMP review and the platform this product operates on has received an ATO designation. | CPCLD-Community-1 | CPCLD-Community-1-611 | ChargePoint - Cloud | 1 year of charging management software. Service includes cloud connectivity, power management, automated driver billing and remittance, and real time dashboards and reports among other ChargePoint network features. This cloud plan prevents stations from being made public on the ChargePoint map; the station usage is limited to invited drivers. | EA | 276.47 | 268.1759 | 3% | N/A
47QMCA22A0005 | CARAHSOFT TECHNOLOGY CORPORATION | ChargePoint | Yes - Product has completed FedRAMP review and the platform this product operates on has received an ATO designation. | CPCLD-Community-10 | CPCLD-Community-10-611 | ChargePoint - Cloud | 10 years of charging management software. Service includes cloud connectivity, power management, automated driver billing and remittance, and real time dashboards and reports among other ChargePoint network features. This cloud plan prevents stations from being made public on the ChargePoint map; the station usage is limited to invited drivers. | EA | 2488.26 | 2413.6122 | 3% | N/A
47QMCA22A0005 | CARAHSOFT TECHNOLOGY CORPORATION | ChargePoint | Yes - Product has completed FedRAMP review and the platform this product operates on has received an ATO designation. | CPCLD-Community-2 | CPCLD-Community-2-611 | ChargePoint - Cloud | 2 years of charging management software. Service includes cloud connectivity, power management, automated driver billing and remittance, and real time dashboards and reports among other ChargePoint network features. This cloud plan prevents stations from being made public on the ChargePoint map; the station usage is limited to invited drivers. | EA | 543.07 | 526.7779 | 3% | N/A
47QMCA22A0005 | CARAHSOFT TECHNOLOGY CORPORATION | ChargePoint | Yes - Product has completed FedRAMP review and the platform this product operates on has received an ATO designation. | CPCLD-Community-3 | CPCLD-Community-3-611 | ChargePoint - Cloud | 3 years of charging management software. Service includes cloud connectivity, power management, automated driver billing and remittance, and real time dashboards and reports among other ChargePoint network features. This cloud plan prevents stations from being made public on the ChargePoint map; the station usage is limited to invited drivers. | EA | 789.92 | 766.2224 | 3% | N/A
47QMCA22A0005 | CARAHSOFT TECHNOLOGY CORPORATION | ChargePoint | Yes - Product has completed FedRAMP review and the platform this product operates on has received an ATO designation. | CPCLD-Community-4 | CPCLD-Community-4-611 | ChargePoint - Cloud | 4 years of charging management software. Service includes cloud connectivity, power management, automated driver billing and remittance, and real time dashboards and reports among other ChargePoint network features. This cloud plan prevents stations from being made public on the ChargePoint map; the station usage is limited to invited drivers. | EA | 1026.9 | 996.093 | 3% | N/A
47QMCA22A0005 | CARAHSOFT TECHNOLOGY CORPORATION | ChargePoint | Yes - Product has completed FedRAMP review and the platform this product operates on has received an ATO designation. | CPCLD-Community-5 | CPCLD-Community-5-611 | ChargePoint - Cloud | 5 years of charging management software. Service includes cloud connectivity, power management, automated driver billing and remittance, and real time dashboards and reports among other ChargePoint network features. This cloud plan prevents stations from being made public on the ChargePoint map; the station usage is limited to invited drivers. | EA | 1244.13 | 1206.8061 | 3% | N/A
47QMCA22A0005 | CARAHSOFT TECHNOLOGY CORPORATION | ChargePoint | Yes - Product has completed FedRAMP review and the platform this product operates on has received an ATO designation. | CPCLD-Community-6 | CPCLD-Community-6-611 | ChargePoint - Cloud | 6 years of charging management software. Service includes cloud connectivity, power management, automated driver billing and remittance, and real time dashboards and reports among other ChargePoint network features. This cloud plan prevents stations from being made public on the ChargePoint map; the station usage is limited to invited drivers. | EA | 1495.92 | 1451.0424 | 3% | N/A
47QMCA22A0005 | CARAHSOFT TECHNOLOGY CORPORATION | ChargePoint | Yes - Product has completed FedRAMP review and the platform this product operates on has received an ATO designation. | CPCLD-Community-7 | CPCLD-Community-7-611 | ChargePoint - Cloud | 7 years of charging management software. Service includes cloud connectivity, power management, automated driver billing and remittance, and real time dashboards and reports among other ChargePoint network features. This cloud plan prevents stations from being made public on the ChargePoint map; the station usage is limited to invited drivers. | EA | 1742.77 | 1690.4869 | 3% | N/A
47QMCA22A0005 | CARAHSOFT TECHNOLOGY CORPORATION | ChargePoint | Yes - Product has completed FedRAMP review and the platform this product operates on has received an ATO designation. | CPCLD-Community-8 | CPCLD-Community-8-611 | ChargePoint - Cloud | 8 years of charging management software. Service includes cloud connectivity, power management, automated driver billing and remittance, and real time dashboards and reports among other ChargePoint network features. This cloud plan prevents stations from being made public on the ChargePoint map; the station usage is limited to invited drivers. | EA | 1994.56 | 1934.7232 | 3% | N/A
47QMCA22A0005 | CARAHSOFT TECHNOLOGY CORPORATION | ChargePoint | Yes - Product has completed FedRAMP review and the platform this product operates on has received an ATO designation. | CPCLD-Community-9 | CPCLD-Community-9-611 | ChargePoint - Cloud | 9 years of charging management software. Service includes cloud connectivity, power management, automated driver billing and remittance, and real time dashboards and reports among other ChargePoint network features. This cloud plan prevents stations from being made public on the ChargePoint map; the station usage is limited to invited drivers. | EA | 2241.41 | 2174.1677 | 3% | N/A
47QMCA22A0005 | CARAHSOFT TECHNOLOGY CORPORATION | ChargePoint | Yes - Product has completed FedRAMP review and the platform this product operates on has received an ATO designation. | CPCLD-ENTERPRISE-10 | CPCLD-ENTERPRISE-10-611 | ChargePoint - Cloud | Enterprise Cloud Plan subscription with advanced station management features such as: Custom Video uploads, and Automatic Software Updates, driver and fleet management features including: Access Control and Pricing & Automatic Payment Collection, as well as advanced energy and power management features which include: Time of Use Power Sharing and Energy Management APIs. Real-time dashboards and reports provided for applicable features including 15 min meter data readings and associated advanced energy reports. | EA | 4260.65 | 4132.8305 | 3% | N/A
47QMCA22A0005 | CARAHSOFT TECHNOLOGY CORPORATION | ChargePoint | Yes - Product has completed FedRAMP review and the platform this product operates on has received an ATO designation. | CPCLD-ENTERPRISE-DC-10 | CPCLD-ENTERPRISE-DC-10-611 | ChargePoint - Cloud | Enterprise Cloud Plan subscription with advanced station management features such as: Custom Video uploads, and Automatic Software Updates, driver and fleet management features including: Access Control and Pricing & Automatic Payment Collection, as well as advanced energy and power management features which include: Time of Use Power Sharing and Energy Management APIs. Real-time dashboards and reports provided for applicable features including 15 min meter data readings and associated advanced energy reports. | EA | 10659.04 | 10339.2688 | 3% | N/A
47QMCA22A0005 | CARAHSOFT TECHNOLOGY CORPORATION | ChargePoint | Yes - Product has completed FedRAMP review and the platform this product operates on has received an ATO designation. | CPCLD-ENTERPRISE-DC-6 | CPCLD-ENTERPRISE-DC-6-611 | ChargePoint - Cloud | Enterprise Cloud Plan subscription with advanced station management features such as: Custom Video uploads, and Automatic Software Updates, driver and fleet management features including: Access Control and Pricing & Automatic Payment Collection, as well as advanced energy and power management features which include: Time of Use Power Sharing and Energy Management APIs. Real-time dashboards and reports provided for applicable features including 15 min meter data readings and associated advanced energy reports. | EA | 6393.45 | 6201.6465 | 3% | N/A
47QMCA22A0005 | CARAHSOFT TECHNOLOGY CORPORATION | ChargePoint | Yes - Product has completed FedRAMP review and the platform this product operates on has received an ATO designation. | CPCLD-ENTERPRISE-DC-7 | CPCLD-ENTERPRISE-DC-7-611 | ChargePoint - Cloud | Enterprise Cloud Plan subscription with advanced station management features such as: Custom Video uploads, and Automatic Software Updates, driver and fleet management features including: Access Control and Pricing & Automatic Payment Collection, as well as advanced energy and power management features which include: Time of Use Power Sharing and Energy Management APIs. Real-time dashboards and reports provided for applicable features including 15 min meter data readings and associated advanced energy reports. | EA | 7459.85 | 7236.0545 | 3% | N/A
47QMCA22A0005 | CARAHSOFT TECHNOLOGY CORPORATION | ChargePoint | Yes - Product has completed FedRAMP review and the platform this product operates on has received an ATO designation. | CPCLD-ENTERPRISE-DC-8 | CPCLD-ENTERPRISE-DC-8-611 | ChargePoint - Cloud | Enterprise Cloud Plan subscription with advanced station management features such as: Custom Video uploads, and Automatic Software Updates, driver and fleet management features including: Access Control and Pricing & Automatic Payment Collection, as well as advanced energy and power management features which include: Time of Use Power Sharing and Energy Management APIs. Real-time dashboards and reports provided for applicable features including 15 min meter data readings and associated advanced energy reports. | EA | 8526.25 | 8270.4625 | 3% | N/A
47QMCA22A0005 | CARAHSOFT TECHNOLOGY CORPORATION | ChargePoint | Yes - Product has completed FedRAMP review and the platform this product operates on has received an ATO designation. | CPCLD-ENTERPRISE-DC-9 | CPCLD-ENTERPRISE-DC-9-611 | ChargePoint - Cloud | Enterprise Cloud Plan subscription with advanced station management features such as: Custom Video uploads, and Automatic Software Updates, driver and fleet management features including: Access Control and Pricing & Automatic Payment Collection, as well as advanced energy and power management features which include: Time of Use Power Sharing and Energy Management APIs. Real-time dashboards and reports provided for applicable features including 15 min meter data readings and associated advanced energy reports. | EA | 9592.64 | 9304.8608 | 3% | N/A
47QMCA22A0005 | CARAHSOFT TECHNOLOGY CORPORATION | ChargePoint | Yes - Product has completed FedRAMP review and the platform this product operates on has received an ATO designation. | CPCLD-FLEETENT-1 | CPCLD-FLEETENT-1-611 | ChargePoint - Cloud | Fleet Enterprise Cloud Plan subscription. Includes advanced station management features such as: Automatic Software Updates, fleet management features including: Access Control and Pricing & Automatic Payment Collection, as well as advanced energy and power management features which include: Time of Use Power Sharing and Energy Management APIs. Real-time dashboards and reports provided for applicable features including 15 min meter data readings and associated advanced energy reports. | EA | 473.95 | 459.7315 | 3% | N/A
47QMCA22A0005 | CARAHSOFT TECHNOLOGY CORPORATION | ChargePoint | Yes - Product has completed FedRAMP review and the platform this product operates on has received an ATO designation. | CPCLD-FLEETENT-10 | CPCLD-FLEETENT-10-611 | ChargePoint - Cloud | Fleet Enterprise Cloud Plan subscription. Includes advanced station management features such as: Automatic Software Updates, fleet management features including: Access Control and Pricing & Automatic Payment Collection, as well as advanced energy and power management features which include: Time of Use Power Sharing and Energy Management APIs. Real-time dashboards and reports provided for applicable features including 15 min meter data readings and associated advanced energy reports. | EA | 4265.59 | 4137.6223 | 3% | N/A
47QMCA22A0005 | CARAHSOFT TECHNOLOGY CORPORATION | ChargePoint | Yes - Product has completed FedRAMP review and the platform this product operates on has received an ATO designation. | CPCLD-FLEETENT-12 | CPCLD-FLEETENT-12-611 | ChargePoint - Cloud | Fleet Enterprise Cloud Plan subscription. Includes advanced station management features such as: Automatic Software Updates, fleet management features including: Access Control and Pricing & Automatic Payment Collection, as well as advanced energy and power management features which include: Time of Use Power Sharing and Energy Management APIs. Real-time dashboards and reports provided for applicable features including 15 min meter data readings and associated advanced energy reports. | EA | 4690.18 | 4549.4746 | 3% | N/A
47QMCA22A0005 | CARAHSOFT TECHNOLOGY CORPORATION | ChargePoint | Yes - Product has completed FedRAMP review and the platform this product operates on has received an ATO designation. | CPCLD-FLEETENT-2 | CPCLD-FLEETENT-2-611 | ChargePoint - Cloud | Fleet Enterprise Cloud Plan subscription. Includes advanced station management features such as: Automatic Software Updates, fleet management features including: Access Control and Pricing & Automatic Payment Collection, as well as advanced energy and power management features which include: Time of Use Power Sharing and Energy Management APIs. Real-time dashboards and reports provided for applicable features including 15 min meter data readings and associated advanced energy reports. | EA | 928.16 | 900.3152 | 3% | N/A
47QMCA22A0005 | CARAHSOFT TECHNOLOGY CORPORATION | ChargePoint | Yes - Product has completed FedRAMP review and the platform this product operates on has received an ATO designation. | CPCLD-FLEETENT-3 | CPCLD-FLEETENT-3-611 | ChargePoint - Cloud | Fleet Enterprise Cloud Plan subscription. Includes advanced station management features such as: Automatic Software Updates, fleet management features including: Access Control and Pricing & Automatic Payment Collection, as well as advanced energy and power management features which include: Time of Use Power Sharing and Energy Management APIs. Real-time dashboards and reports provided for applicable features including 15 min meter data readings and associated advanced energy reports. | EA | 1352.75 | 1312.1675 | 3% | N/A
47QMCA22A0005 | CARAHSOFT TECHNOLOGY CORPORATION | ChargePoint | Yes - Product has completed FedRAMP review and the platform this product operates on has received an ATO designation. | CPCLD-FLEETENT-4 | CPCLD-FLEETENT-4-611 | ChargePoint - Cloud | Fleet Enterprise Cloud Plan subscription. Includes advanced station management features such as: Automatic Software Updates, fleet management features including: Access Control and Pricing & Automatic Payment Collection, as well as advanced energy and power management features which include: Time of Use Power Sharing and Energy Management APIs. Real-time dashboards and reports provided for applicable features including 15 min meter data readings and associated advanced energy reports. | EA | 1762.52 | 1709.6444 | 3% | N/A
47QMCA22A0005 | CARAHSOFT TECHNOLOGY CORPORATION | ChargePoint | Yes - Product has completed FedRAMP review and the platform this product operates on has received an ATO designation. | CPCLD-FLEETENT-5 | CPCLD-FLEETENT-5-611 | ChargePoint - Cloud | Fleet Enterprise Cloud Plan subscription. Includes advanced station management features such as: Automatic Software Updates, fleet management features including: Access Control and Pricing & Automatic Payment Collection, as well as advanced energy and power management features which include: Time of Use Power Sharing and Energy Management APIs. Real-time dashboards and reports provided for applicable features including 15 min meter data readings and associated advanced energy reports. | EA | 2132.8 | 2068.816 | 3% | N/A
47QMCA22A0005 | CARAHSOFT TECHNOLOGY CORPORATION | ChargePoint | Yes - Product has completed FedRAMP review and the platform this product operates on has received an ATO designation. | CPCLD-FLEETENT-6 | CPCLD-FLEETENT-6-611 | ChargePoint - Cloud | Fleet Enterprise Cloud Plan subscription. Includes advanced station management features such as: Automatic Software Updates, fleet management features including: Access Control and Pricing & Automatic Payment Collection, as well as advanced energy and power management features which include: Time of Use Power Sharing and Energy Management APIs. Real-time dashboards and reports provided for applicable features including 15 min meter data readings and associated advanced energy reports. | EA | 2557.38 | 2480.6586 | 3% | N/A
47QMCA22A0005 | CARAHSOFT TECHNOLOGY CORPORATION | ChargePoint | Yes - Product has completed FedRAMP review and the platform this product operates on has received an ATO designation. | CPCLD-FLEETENT-7 | CPCLD-FLEETENT-7-611 | ChargePoint - Cloud | Fleet Enterprise Cloud Plan subscription. Includes advanced station management features such as: Automatic Software Updates, fleet management features including: Access Control and Pricing & Automatic Payment Collection, as well as advanced energy and power management features which include: Time of Use Power Sharing and Energy Management APIs. Real-time dashboards and reports provided for applicable features including 15 min meter data readings and associated advanced energy reports. | EA | 2986.9 | 2897.293 | 3% | N/A
47QMCA22A0005 | CARAHSOFT TECHNOLOGY CORPORATION | ChargePoint | Yes - Product has completed FedRAMP review and the platform this product operates on has received an ATO designation. | CPCLD-FLEETENT-8 | CPCLD-FLEETENT-8-611 | ChargePoint - Cloud | Fleet Enterprise Cloud Plan subscription. Includes advanced station management features such as: Automatic Software Updates, fleet management features including: Access Control and Pricing & Automatic Payment Collection, as well as advanced energy and power management features which include: Time of Use Power Sharing and Energy Management APIs. Real-time dashboards and reports provided for applicable features including 15 min meter data readings and associated advanced energy reports. | EA | 3411.49 | 3309.1453 | 3% | N/A
47QMCA22A0005 | CARAHSOFT TECHNOLOGY CORPORATION | ChargePoint | Yes - Product has completed FedRAMP review and the platform this product operates on has received an ATO designation. | CPCLD-FLEETENT-9 | CPCLD-FLEETENT-9-611 | ChargePoint - Cloud | Fleet Enterprise Cloud Plan subscription. Includes advanced station management features such as: Automatic Software Updates, fleet management features including: Access Control and Pricing & Automatic Payment Collection, as well as advanced energy and power management features which include: Time of Use Power Sharing and Energy Management APIs. Real-time dashboards and reports provided for applicable features including 15 min meter data readings and associated advanced energy reports. | EA | 3841.01 | 3725.7797 | 3% | N/A
47QMCA22A0005 | CARAHSOFT TECHNOLOGY CORPORATION | ChargePoint | Yes - Product has completed FedRAMP review and the platform this product operates on has received an ATO designation. | CPCLD-FLEETENT-DC-1 | CPCLD-FLEETENT-DC-1-611 | ChargePoint - Cloud | Fleet Enterprise Cloud Plan subscription. Includes advanced station management features such as: Automatic Software Updates, fleet management features including: Access Control and Pricing & Automatic Payment Collection, as well as advanced energy and power management features which include: Time of Use Power Sharing and Energy Management APIs. Real-time dashboards and reports provided for applicable features including 15 min meter data readings and associated advanced energy reports. | EA | 938.04 | 909.8988 | 3% | N/A
47QMCA22A0005 | CARAHSOFT TECHNOLOGY CORPORATION | ChargePoint | Yes - Product has completed FedRAMP review and the platform this product operates on has received an ATO designation. | CPCLD-FLEETENT-DC-10 | CPCLD-FLEETENT-DC-10-611 | ChargePoint - Cloud | Fleet Enterprise Cloud Plan subscription. Includes advanced station management features such as: Automatic Software Updates, fleet management features including: Access Control and Pricing & Automatic Payment Collection, as well as advanced energy and power management features which include: Time of Use Power Sharing and Energy Management APIs. Real-time dashboards and reports provided for applicable features including 15 min meter data readings and associated advanced energy reports. | EA | 8442.32 | 8189.0504 | 3% | N/A
47QMCA22A0005 | CARAHSOFT TECHNOLOGY CORPORATION | ChargePoint | Yes - Product has completed FedRAMP review and the platform this product operates on has received an ATO designation. | CPCLD-FLEETENT-DC-12 | CPCLD-FLEETENT-DC-12-611 | ChargePoint - Cloud | Fleet Enterprise Cloud Plan subscription. Includes advanced station management features such as: Automatic Software Updates, fleet management features including: Access Control and Pricing & Automatic Payment Collection, as well as advanced energy and power management features which include: Time of Use Power Sharing and Energy Management APIs. Real-time dashboards and reports provided for applicable features including 15 min meter data readings and associated advanced energy reports. | EA | 10130.78 | 9826.8566 | 3% | N/A
47QMCA22A0005 | CARAHSOFT TECHNOLOGY CORPORATION | ChargePoint | Yes - Product has completed FedRAMP review and the platform this product operates on has received an ATO designation. | CPCLD-FLEETENT-DC-2 | CPCLD-FLEETENT-DC-2-611 | ChargePoint - Cloud | Fleet Enterprise Cloud Plan subscription. Includes advanced station management features such as: Automatic Software Updates, fleet management features including: Access Control and Pricing & Automatic Payment Collection, as well as advanced energy and power management features which include: Time of Use Power Sharing and Energy Management APIs. Real-time dashboards and reports provided for applicable features including 15 min meter data readings and associated advanced energy reports. | EA | 1831.64 | 1776.6908 | 3% | N/A
47QMCA22A0005 | CARAHSOFT TECHNOLOGY CORPORATION | ChargePoint | Yes - Product has completed FedRAMP review and the platform this product operates on has received an ATO designation. | CPCLD-FLEETENT-DC-3 | CPCLD-FLEETENT-DC-3-611 | ChargePoint - Cloud | Fleet Enterprise Cloud Plan subscription. Includes advanced station management features such as: Automatic Software Updates, fleet management features including: Access Control and Pricing & Automatic Payment Collection, as well as advanced energy and power management features which include: Time of Use Power Sharing and Energy Management APIs. Real-time dashboards and reports provided for applicable features including 15 min meter data readings and associated advanced energy reports. | EA | 2675.87 | 2595.5939 | 3% | N/A
47QMCA22A0005 | CARAHSOFT TECHNOLOGY CORPORATION | ChargePoint | Yes - Product has completed FedRAMP review and the platform this product operates on has received an ATO designation. | CPCLD-FLEETENT-DC-4 | CPCLD-FLEETENT-DC-4-611 | ChargePoint - Cloud | Fleet Enterprise Cloud Plan subscription. Includes advanced station management features such as: Automatic Software Updates, fleet management features including: Access Control and Pricing & Automatic Payment Collection, as well as advanced energy and power management features which include: Time of Use Power Sharing and Energy Management APIs. Real-time dashboards and reports provided for applicable features including 15 min meter data readings and associated advanced energy reports. | EA | 3470.73 | 3366.6081 | 3% | N/A
47QMCA22A0005 | CARAHSOFT TECHNOLOGY CORPORATION | ChargePoint | Yes - Product has completed FedRAMP review and the platform this product operates on has received an ATO designation. | CPCLD-FLEETENT-DC-5 | CPCLD-FLEETENT-DC-5-611 | ChargePoint - Cloud | Fleet Enterprise Cloud Plan subscription. Includes advanced station management features such as: Automatic Software Updates, fleet management features including: Access Control and Pricing & Automatic Payment Collection, as well as advanced energy and power management features which include: Time of Use Power Sharing and Energy Management APIs. Real-time dashboards and reports provided for applicable features including 15 min meter data readings and associated advanced energy reports. | EA | 4221.16 | 4094.5252 | 3% | N/A
47QMCA22A0005 | CARAHSOFT TECHNOLOGY CORPORATION | ChargePoint | Yes - Product has completed FedRAMP review and the platform this product operates on has received an ATO designation. | CPCLD-FLEETENT-DC-6 | CPCLD-FLEETENT-DC-6-611 | ChargePoint - Cloud | Fleet Enterprise Cloud Plan subscription. Includes advanced station management features such as: Automatic Software Updates, fleet management features including: Access Control and Pricing & Automatic Payment Collection, as well as advanced energy and power management features which include: Time of Use Power Sharing and Energy Management APIs. Real-time dashboards and reports provided for applicable features including 15 min meter data readings and associated advanced energy reports. | EA | 5065.39 | 4913.4283 | 3% | N/A
47QMCA22A0005 | CARAHSOFT TECHNOLOGY CORPORATION | ChargePoint | Yes - Product has completed FedRAMP review and the platform this product operates on has received an ATO designation. | CPCLD-FLEETENT-DC-7 | CPCLD-FLEETENT-DC-7-611 | ChargePoint - Cloud | Fleet Enterprise Cloud Plan subscription. Includes advanced station management features such as: Automatic Software Updates, fleet management features including: Access Control and Pricing & Automatic Payment Collection, as well as advanced energy and power management features which include: Time of Use Power Sharing and Energy Management APIs. Real-time dashboards and reports provided for applicable features including 15 min meter data readings and associated advanced energy reports. | EA | 5909.62 | 5732.3314 | 3% | N/A
47QMCA22A0005 | CARAHSOFT TECHNOLOGY CORPORATION | ChargePoint | Yes - Product has completed FedRAMP review and the platform this product operates on has received an ATO designation. | CPCLD-FLEETENT-DC-8 | CPCLD-FLEETENT-DC-8-611 | ChargePoint - Cloud | Fleet Enterprise Cloud Plan subscription. Includes advanced station management features such as: Automatic Software Updates, fleet management features including: Access Control and Pricing & Automatic Payment Collection, as well as advanced energy and power management features which include: Time of Use Power Sharing and Energy Management APIs. Real-time dashboards and reports provided for applicable features including 15 min meter data readings and associated advanced energy reports. | EA | 6753.85 | 6551.2345 | 3% | N/A
47QMCA22A0005 | CARAHSOFT TECHNOLOGY CORPORATION | ChargePoint | Yes - Product has completed FedRAMP review and the platform this product operates on has received an ATO designation. | CPCLD-FLEETENT-DC-9 | CPCLD-FLEETENT-DC-9-611 | ChargePoint - Cloud | Fleet Enterprise Cloud Plan subscription. Includes advanced station management features such as: Automatic Software Updates, fleet management features including: Access Control and Pricing & Automatic Payment Collection, as well as advanced energy and power management features which include: Time of Use Power Sharing and Energy Management APIs. Real-time dashboards and reports provided for applicable features including 15 min meter data readings and associated advanced energy reports. | EA | 7598.09 | 7370.1473 | 3% | N/A
47QMCA22A0005 | CARAHSOFT TECHNOLOGY CORPORATION | ChargePoint | Yes - Product has completed FedRAMP review and the platform this product operates on has received an ATO designation. | CPCLD-POWER-10 | CPCLD-POWER-10-611 | ChargePoint - Cloud | Power Cloud Plan subscription with station management features such as Basic Fleet Vehicle Management, Automatic Software Updates, and basic Power Sharing. Real-time dashboards and reports provided for applicable features. Station Activation purchase required. | EA | 2132.8 | 2068.816 | 3% | N/A
47QMCA22A0005 | CARAHSOFT TECHNOLOGY CORPORATION | ChargePoint | Yes - Product has completed FedRAMP review and the platform this product operates on has received an ATO designation. | CPCLD-POWER-7 | CPCLD-POWER-7-611 | ChargePoint - Cloud | Power Cloud Plan subscription with station management features such as Basic Fleet Vehicle Management, Automatic Software Updates, and basic Power Sharing. Real-time dashboards and reports provided for applicable features. Station Activation purchase required. | EA | 1490.98 | 1446.2506 | 3% | N/A
47QMCA22A0005 | CARAHSOFT TECHNOLOGY CORPORATION | ChargePoint | Yes - Product has completed FedRAMP review and the platform this product operates on has received an ATO designation. | CPCLD-POWER-8 | CPCLD-POWER-8-611 | ChargePoint - Cloud | Power Cloud Plan subscription with station management features such as Basic Fleet Vehicle Management, Automatic Software Updates, and basic Power Sharing. Real-time dashboards and reports provided for applicable features. Station Activation purchase required. | EA | 1708.21 | 1656.9637 | 3% | N/A
47QMCA22A0005 | CARAHSOFT TECHNOLOGY CORPORATION | ChargePoint | Yes - Product has completed FedRAMP review and the platform this product operates on has received an ATO designation. | CPCLD-POWER-9 | CPCLD-POWER-9-611 | ChargePoint - Cloud | Power Cloud Plan subscription with station management features such as Basic Fleet Vehicle Management, Automatic Software Updates, and basic Power Sharing. Real-time dashboards and reports provided for applicable features. Station Activation purchase required. | EA | 1920.5 | 1862.885 | 3% | N/A
47QMCA22A0005 | CARAHSOFT TECHNOLOGY CORPORATION | ChargePoint | Yes - Product has completed FedRAMP review and the platform this product operates on has received an ATO designation. | CPCLD-COMMERCIAL-REN | CPCLD-COMMERCIAL-REN-611 | ChargePoint - Cloud | Coterminous renewal Commercial Cloud Plan. Includes Secure Network Connection, On-going Station Software updates, Station Inventory, 24x7 Driver Support, Host Support, Session Data and Analytics, Fleet Vehicle Management and Integration, Fleet Access Control, Valet Dashboard, Power Management (Circuit, Panel, Site Sharing), Scheduled Charging, Driver Access Control, Pricing and Automatic Funds Collection, Waitlist, Videos (on supported hardware). | EA | 360.4 | 349.588 | 3% | N/A
47QMCA22A0005 | CARAHSOFT TECHNOLOGY CORPORATION | ChargePoint | Yes - Product has completed FedRAMP review and the platform this product operates on has received an ATO designation. | CPCLD-Community-REN | CPCLD-Community-REN-611 | ChargePoint - Cloud | Coterminus Renewal for Community Cloud Plan | EA | 276.47 | 268.1759 | 3% | N/A
47QMCA22A0005 | CARAHSOFT TECHNOLOGY CORPORATION | ChargePoint | Yes - Product has completed FedRAMP review and the platform this product operates on has received an ATO designation. | CPCLD-ENTERPRISE-REN | CPCLD-ENTERPRISE-REN-611 | ChargePoint - Cloud | Coterminous renewal, Enterprise Cloud Plan subscription with advanced station management features such as: Custom Video uploads, and Automatic Software Updates, driver and fleet management features including: Access Control and Pricing & Automatic Payment Collection, as well as advanced energy and power management features which include: Time of Use Power Sharing and Energy Management APIs. Real-time dashboards and reports provided for applicable features including 15 min meter data readings and associated advanced energy reports. | EA | 473.95 | 459.7315 | 3% | N/A
47QMCA22A0005 | CARAHSOFT TECHNOLOGY CORPORATION | ChargePoint | Yes - Product has completed FedRAMP review and the platform this product operates on has received an ATO designation. | CPCLD-POWER-REN | CPCLD-POWER-REN-611 | ChargePoint - Cloud | Coterminous renewal Power Cloud Plan. Includes Secure Network Connection, On-going Station Software updates, Station Inventory, 24x7 Driver Support, Host Support, Session Data and Analytics, Fleet Vehicle Management and Integration, Fleet Access Control, Valet Dashboard, Power Management (Circuit, Panel, Site Sharing), Scheduled Charging. | EA | 236.98 | 229.8706 | 3% | N/A
47QMCA22A0005 | CARAHSOFT TECHNOLOGY CORPORATION | ChargePoint | Yes - Product has completed FedRAMP review and the platform this product operates on has received an ATO designation. | CPCLD-COMMERCIAL-DC-REN | CPCLD-COMMERCIAL-DC-REN-611 | ChargePoint - Cloud | Coterminous renewal DC, Commercial Cloud Plan. Includes Secure Network Connection, On-going Station Software updates, Station Inventory, 24x7 Driver Support, Host Support, Session Data and Analytics, Fleet Vehicle Management and Integration, Fleet Access Control, Valet Dashboard, Power Management (Circuit, Panel, Site Sharing), Scheduled Charging, Driver Access Control, Pricing and Automatic Funds Collection, Waitlist, Videos (on supported hardware). | EA | 859.04 | 833.2688 | 3% | N/A
47QMCA22A0005 | CARAHSOFT TECHNOLOGY CORPORATION | ChargePoint | Yes - Product has completed FedRAMP review and the platform this product operates on has received an ATO designation. | CPCLD-ENTERPRISE-DC-REN | CPCLD-ENTERPRISE-DC-REN-611 | ChargePoint - Cloud | Coterminous renewal, Enterprise Cloud Plan subscription with advanced station management features such as: Custom Video uploads, and Automatic Software Updates, driver and fleet management features including: Access Control and Pricing & Automatic Payment Collection, as well as advanced energy and power management features which include: Time of Use Power Sharing and Energy Management APIs. Real-time dashboards and reports provided for applicable features including 15 min meter data readings and associated advanced energy reports. | EA | 1184.89 | 1149.3433 | 3% | N/A
47QMCA22A0005 | CARAHSOFT TECHNOLOGY CORPORATION | ChargePoint | Yes - Product has completed FedRAMP review and the platform this product operates on has received an ATO designation. | CPCLD-FLEETENT-DC-REN | CPCLD-FLEETENT-DC-REN-611 | ChargePoint - Cloud | Coterminous renewal, Fleet Enterprise Cloud Plan. Includes advanced station management features such as: Automatic Software Updates, fleet management features including: Access Control and Pricing & Automatic Payment Collection, as well as advanced energy and power management features which include: Time of Use Power Sharing and Energy Management APIs. Real-time dashboards and reports provided for applicable features including 15 min meter data readings and associated advanced energy reports. | EA | 938.04 | 909.8988 | 3% | N/A
47QMCA22A0005 | CARAHSOFT TECHNOLOGY CORPORATION | ChargePoint | Yes - Product has completed FedRAMP review and the platform this product operates on has received an ATO designation. | CPCLD-FLEETENT-REN | CPCLD-FLEETENT-REN-611 | ChargePoint - Cloud | Coterminous renewal, Fleet Enterprise Cloud Plan subscription. Includes advanced station management features such as: Automatic Software Updates, fleet management features including: Access Control and Pricing & Automatic Payment Collection, as well as advanced energy and power management features which include: Time of Use Power Sharing and Energy Management APIs. Real-time dashboards and reports provided for applicable features including 15 min meter data readings and associated advanced energy reports. | EA | 473.95 | 459.7315 | 3% | N/A
47QMCA22A000A | CHARGIE, LLC | Chargie | Yes - Product has completed FedRAMP review and the platform this product operates on has received an ATO designation. | N/A | N/A | Chargie Software | The Chargie Management Platform manages Station Activation, Configuration Service, Charger session analytics and billing. Additional features include: secure network connection, Power Management (Circuit Sharing), Driver Access Control via Chargie Driver App, Pricing and Automatic Funds Collection, Reporting, Training and 24x7x365 support. Network is OCPP. RFID Cards, used as an optional activation method, are included for each vehicle and/or driver with purchase of Chargie software. Replacement cards are available at an additional cost $0.01/EA. Additional per site Network Activation Fee applies based on number of chargers per site. Minimum: $120, Maximum: $500. | MO | 20 | 20 | 0% | N/A
47QMCA22A000A | CHARGIE, LLC | Chargie | Yes - Product has completed FedRAMP review and the platform this product operates on has received an ATO designation. | N/A | N/A | Network Configuration | Network Configuration Fee per charger. | EA | 229.24 | 229.24 | 0% | N/A
47QMCA22A0006 | DISTRICT FLEET, LLC | EV Connect | No - Product is undergoing FedRAMP review and will not be available for ordering through the BPAs until this process is complete and the platform this product operates on receives an ATO designation or it has been determined does not require one. Purchase this product today through GSA Advantage, but agencies will need to evaluate each product at the agency level to ensure it meets all agency-specific privacy, IT, and cyber supply chain requirements. | EVC-ENO-L2-1 | N/A | EVC Operate - 1YR Charging Management Plan (or Renewal) for Level 2 EVSE | Operate 1 YR Subscription to Smart Charging Management for site hosts which includes Access Control, Operational Dashboard, Flexible Pricing Options, Driver Mobile App, Station Remote Monitoring and Technical Support, and 24/7 Driver Support. Includes roaming and platform integrations. | EA | 246.85 | 246.85 | 0
47QMCA22A0006 | DISTRICT FLEET, LLC | EV Connect | No - Product is undergoing FedRAMP review and will not be available for ordering through the BPAs until this process is complete and the platform this product operates on receives an ATO designation or it has been determined does not require one. Purchase this product today through GSA Advantage, but agencies will need to evaluate each product at the agency level to ensure it meets all agency-specific privacy, IT, and cyber supply chain requirements. | EVC-ENO-L2-3 | N/A | EVC Operate - 3YR Charging Management Plan (or Renewal) for Level 2 EVSE | Operate 3 YR Subscription to Smart Charging Management for site hosts which includes Access Control, Operational Dashboard, Flexible Pricing Options, Driver Mobile App, Station Remote Monitoring and Technical Support, and 24/7 Driver Support. Includes roaming and platform integrations. | EA | 666.5 | 666.5 | 0
47QMCA22A0006 | DISTRICT FLEET, LLC | EV Connect | No - Product is undergoing FedRAMP review and will not be available for ordering through the BPAs until this process is complete and the platform this product operates on receives an ATO designation or it has been determined does not require one. Purchase this product today through GSA Advantage, but agencies will need to evaluate each product at the agency level to ensure it meets all agency-specific privacy, IT, and cyber supply chain requirements. | EVC-ENO-L2-5 | N/A | EVC Operate - 5YR Charging Management Plan (or Renewal) for Level 2 EVSE | Operate 5 YR Subscription to Smart Charging Management for site hosts which includes Access Control, Operational Dashboard, Flexible Pricing Options, Driver Mobile App, Statopm Remote Monitoring and Technical Support, and 24/7 Driver Support. Includes roaming and platform integrations. | EA | 1061.46 | 1061.46 | 0
47QMCA22A0006 | DISTRICT FLEET, LLC | EV Connect | No - Product is undergoing FedRAMP review and will not be available for ordering through the BPAs until this process is complete and the platform this product operates on receives an ATO designation or it has been determined does not require one. Purchase this product today through GSA Advantage, but agencies will need to evaluate each product at the agency level to ensure it meets all agency-specific privacy, IT, and cyber supply chain requirements. | EVC-ENZ-L2-1 | N/A | EVC Optimize - 1YR Charging Management Plan (or Renewal) for Level 2 EVSE | Optimize 1 YR Subscription to Smart Charging Management with advanced energy management features to manage station costs and revenue – including load limit scheduling and balancing, meter data reporting and analytics; address more complex driver needs such as Station's Reservations. Includes Quarterly site performance review, Station Remote Monitoring and Technical Support, Driver Mobile App and 24/7 Driver Support | EA | 423.6 | 423.6 | 0
47QMCA22A0006 | DISTRICT FLEET, LLC | EV Connect | No - Product is undergoing FedRAMP review and will not be available for ordering through the BPAs until this process is complete and the platform this product operates on receives an ATO designation or it has been determined does not require one. Purchase this product today through GSA Advantage, but agencies will need to evaluate each product at the agency level to ensure it meets all agency-specific privacy, IT, and cyber supply chain requirements. | EVC-ENZ-L2-3 | N/A | EVC Optimize - 3YR Charging Management Plan (or Renewal) for Level 2 EVSE | Optimize 3 YR Subscription to Smart Charging Management with advanced energy management features to manage station costs and revenue – including load limit scheduling and balancing, meter data reporting and analytics; address more complex driver needs such as Station's Reservations. Includes Quarterly site performance review, Station Remote Monitoring and Technical Support, Driver Mobile App and 24/7 Driver Support | EA | 1140.45 | 1140.45 | 0
47QMCA22A0006 | DISTRICT FLEET, LLC | EV Connect | No - Product is undergoing FedRAMP review and will not be available for ordering through the BPAs until this process is complete and the platform this product operates on receives an ATO designation or it has been determined does not require one. Purchase this product today through GSA Advantage, but agencies will need to evaluate each product at the agency level to ensure it meets all agency-specific privacy, IT, and cyber supply chain requirements. | EVC-ENZ-L2-5 | N/A | EVC Optimize - 5YR Charging Management Plan (or Renewal) for Level 2 EVSE | Optimize 5 YR Subscription to Smart Charging Management with advanced energy management features to manage station costs and revenue – including load limit scheduling and balancing, meter data reporting and analytics; address more complex driver needs such as Station's Reservations. Includes Quarterly site performance review, Station Remote Monitoring and Technical Support, Driver Mobile App and 24/7 Driver Support | EA | 1802.02 | 1802.02 | 0
47QMCA22A0006 | DISTRICT FLEET, LLC | EV Connect | No - Product is undergoing FedRAMP review and will not be available for ordering through the BPAs until this process is complete and the platform this product operates on receives an ATO designation or it has been determined does not require one. Purchase this product today through GSA Advantage, but agencies will need to evaluate each product at the agency level to ensure it meets all agency-specific privacy, IT, and cyber supply chain requirements. | EVC-ENZ-FL-L2-1 | N/A | EVC Fleet - 1YR Charging Management Plan (or Renewal) for Level 2 EVSE | 1 YR Fleet Subsription to Smart Charging Management: Most comprehensive package that optimizes fleet readiness and costs of ownership. Includes Depot Dashboard with real-time operational information from chargers and vehicles, station alerts and notifications. Includes Advance Energy Management features such as electricity cost tracking, station load limits and balancing, scheduled charging, and fleet charging optimization. Includes Fleet vehicle management, fleet telematics integration and data reporting. Includes Quarterly site performance review, Station Remote Monitoring and Technical Support, Driver Mobile App and 24/7 Driver Support. | EA | 452.23 | 452.23 | 0
47QMCA22A0006 | DISTRICT FLEET, LLC | EV Connect | No - Product is undergoing FedRAMP review and will not be available for ordering through the BPAs until this process is complete and the platform this product operates on receives an ATO designation or it has been determined does not require one. Purchase this product today through GSA Advantage, but agencies will need to evaluate each product at the agency level to ensure it meets all agency-specific privacy, IT, and cyber supply chain requirements. | EVC-ENZ-FL-L2-3 | N/A | EVC Fleet - 3YR Charging Management Plan (or Renewal) for Level 2 EVSE | 3 YR Fleet Subsription to Smart Charging Management: Most comprehensive package that optimizes fleet readiness and costs of ownership. Includes Depot Dashboard with real-time operational information from chargers and vehicles, station alerts and notifications. Includes Advance Energy Management features such as electricity cost tracking, station load limits and balancing, scheduled charging, and fleet charging optimization. Includes Fleet vehicle management, fleet telematics integration and data reporting. Includes Quarterly site performance review, Station Remote Monitoring and Technical Support, Driver Mobile App and 24/7 Driver Support. | EA | 1226.36 | 1226.36 | 0
47QMCA22A0006 | DISTRICT FLEET, LLC | EV Connect | No - Product is undergoing FedRAMP review and will not be available for ordering through the BPAs until this process is complete and the platform this product operates on receives an ATO designation or it has been determined does not require one. Purchase this product today through GSA Advantage, but agencies will need to evaluate each product at the agency level to ensure it meets all agency-specific privacy, IT, and cyber supply chain requirements. | EVC-ENZ-FL-L2-5 | N/A | EVC Fleet - 5YR Charging Management Plan (or Renewal) for Level 2 EVSE | 5 YR Fleet Subsription to Smart Charging Management: Most comprehensive package that optimizes fleet readiness and costs of ownership. Includes Depot Dashboard with real-time operational information from chargers and vehicles, station alerts and notifications. Includes Advance Energy Management features such as electricity cost tracking, station load limits and balancing, scheduled charging, and fleet charging optimization. Includes Fleet vehicle management, fleet telematics integration and data reporting. Includes Quarterly site performance review, Station Remote Monitoring and Technical Support, Driver Mobile App and 24/7 Driver Support. | EA | 1945.19 | 1945.19 | 0
47QMCA22A0006 | DISTRICT FLEET, LLC | EV Connect | No - Product is undergoing FedRAMP review and will not be available for ordering through the BPAs until this process is complete and the platform this product operates on receives an ATO designation or it has been determined does not require one. Purchase this product today through GSA Advantage, but agencies will need to evaluate each product at the agency level to ensure it meets all agency-specific privacy, IT, and cyber supply chain requirements. | EVC-ENZ-L3-1 | N/A | EVC Optimize - 1YR Charging Management Plan (or Renewal) for Level 3 EVSE | Optimize 1 YR Subscription to Smart Charging Management with advanced energy management features to manage station costs and revenue – including load limit scheduling and balancing, meter data reporting and analytics; address more complex driver needs such as Station's Reservations. Includes Quarterly site performance review, Station Remote Monitoring and Technical Support, Driver Mobile App and 24/7 Driver Support | EA | 587.51 | 587.51 | 0
47QMCA22A0006 | DISTRICT FLEET, LLC | EV Connect | No - Product is undergoing FedRAMP review and will not be available for ordering through the BPAs until this process is complete and the platform this product operates on receives an ATO designation or it has been determined does not require one. Purchase this product today through GSA Advantage, but agencies will need to evaluate each product at the agency level to ensure it meets all agency-specific privacy, IT, and cyber supply chain requirements. | EVC-ENZ-L3-3 | N/A | EVC Optimize - 3YR Charging Management Plan (or Renewal) for Level 3 EVSE | Optimize 3 YR Subscription to Smart Charging Management with advanced energy management features to manage station costs and revenue – including load limit scheduling and balancing, meter data reporting and analytics; address more complex driver needs such as Station's Reservations. Includes Quarterly site performance review, Station Remote Monitoring and Technical Support, Driver Mobile App and 24/7 Driver Support | EA | 1659.83 | 1659.83 | 0
47QMCA22A0006 | DISTRICT FLEET, LLC | EV Connect | No - Product is undergoing FedRAMP review and will not be available for ordering through the BPAs until this process is complete and the platform this product operates on receives an ATO designation or it has been determined does not require one. Purchase this product today through GSA Advantage, but agencies will need to evaluate each product at the agency level to ensure it meets all agency-specific privacy, IT, and cyber supply chain requirements. | EVC-ENZ-L3-5 | N/A | EVC Optimize - 5YR Charging Management Plan (or Renewal) for Level 3 EVSE | Optimize 5 YR Subscription to Smart Charging Management with advanced energy management features to manage station costs and revenue – including load limit scheduling and balancing, meter data reporting and analytics; address more complex driver needs such as Station's Reservations. Includes Quarterly site performance review, Station Remote Monitoring and Technical Support, Driver Mobile App and 24/7 Driver Support | EA | 2629.46 | 2629.46 | 0
47QMCA22A0006 | DISTRICT FLEET, LLC | EV Connect | No - Product is undergoing FedRAMP review and will not be available for ordering through the BPAs until this process is complete and the platform this product operates on receives an ATO designation or it has been determined does not require one. Purchase this product today through GSA Advantage, but agencies will need to evaluate each product at the agency level to ensure it meets all agency-specific privacy, IT, and cyber supply chain requirements. | EVC-ENZ-L3-Dual-1 | N/A | Optimize Level 3 Connector Software - Dual Port Add-On - 1 Year Term | Additional for Dual Port Level 3 Stations | EA | 246.85 | 246.85 | 0
47QMCA22A0006 | DISTRICT FLEET, LLC | EV Connect | No - Product is undergoing FedRAMP review and will not be available for ordering through the BPAs until this process is complete and the platform this product operates on receives an ATO designation or it has been determined does not require one. Purchase this product today through GSA Advantage, but agencies will need to evaluate each product at the agency level to ensure it meets all agency-specific privacy, IT, and cyber supply chain requirements. | EVC-ENZ-L3-Dual-3 | N/A | Optimize Level 3 Connector Software - Dual Port Add-On - 3 Year Term | Additional for Dual Port Level 3 Stations | EA | 740.55 | 740.55 | 0
47QMCA22A0006 | DISTRICT FLEET, LLC | EV Connect | No - Product is undergoing FedRAMP review and will not be available for ordering through the BPAs until this process is complete and the platform this product operates on receives an ATO designation or it has been determined does not require one. Purchase this product today through GSA Advantage, but agencies will need to evaluate each product at the agency level to ensure it meets all agency-specific privacy, IT, and cyber supply chain requirements. | EVC-ENZ-L3-Dual-5 | N/A | Optimize Level 3 Connector Software - Dual Port Add-On - 5 Year Term | Additional for Dual Port Level 3 Stations | EA | 1234.26 | 1234.26 | 0
47QMCA22A0006 | DISTRICT FLEET, LLC | EV Connect | No - Product is undergoing FedRAMP review and will not be available for ordering through the BPAs until this process is complete and the platform this product operates on receives an ATO designation or it has been determined does not require one. Purchase this product today through GSA Advantage, but agencies will need to evaluate each product at the agency level to ensure it meets all agency-specific privacy, IT, and cyber supply chain requirements. | EVC-ENZ-FL-L3-1 | N/A | EVC Fleet - 1YR Charging Management Plan (or Renewal) for Level 3 EVSE | 1 YR Fleet Subsription to Smart Charging Management: Most comprehensive package that optimizes fleet readiness and costs of ownership. Includes Depot Dashboard with real-time operational information from chargers and vehicles, station alerts and notifications. Includes Advance Energy Management features such as electricity cost tracking, station load limits and balancing, scheduled charging, and fleet charging optimization. Includes Fleet vehicle management, fleet telematics integration and data reporting. Includes Quarterly site performance review, Station Remote Monitoring and Technical Support, Driver Mobile App and 24/7 Driver Support. | EA | 635.89 | 635.89 | 0
47QMCA22A0006 | DISTRICT FLEET, LLC | EV Connect | No - Product is undergoing FedRAMP review and will not be available for ordering through the BPAs until this process is complete and the platform this product operates on receives an ATO designation or it has been determined does not require one. Purchase this product today through GSA Advantage, but agencies will need to evaluate each product at the agency level to ensure it meets all agency-specific privacy, IT, and cyber supply chain requirements. | EVC-ENZ-FL-L3-3 | N/A | EVC Fleet - 3YR Charging Management Plan (or Renewal) for Level 3 EVSE | 3 YR Fleet Subsription to Smart Charging Management: Most comprehensive package that optimizes fleet readiness and costs of ownership. Includes Depot Dashboard with real-time operational information from chargers and vehicles, station alerts and notifications. Includes Advance Energy Management features such as electricity cost tracking, station load limits and balancing, scheduled charging, and fleet charging optimization. Includes Fleet vehicle management, fleet telematics integration and data reporting. Includes Quarterly site performance review, Station Remote Monitoring and Technical Support, Driver Mobile App and 24/7 Driver Support. | EA | 1804.98 | 1804.98 | 0
47QMCA22A0006 | DISTRICT FLEET, LLC | EV Connect | No - Product is undergoing FedRAMP review and will not be available for ordering through the BPAs until this process is complete and the platform this product operates on receives an ATO designation or it has been determined does not require one. Purchase this product today through GSA Advantage, but agencies will need to evaluate each product at the agency level to ensure it meets all agency-specific privacy, IT, and cyber supply chain requirements. | EVC-ENZ-FL-L3-5 | N/A | EVC Fleet - 5YR Charging Management Plan (or Renewal) for Level 3 EVSE | 5 YR Fleet Subsription to Smart Charging Management: Most comprehensive package that optimizes fleet readiness and costs of ownership. Includes Depot Dashboard with real-time operational information from chargers and vehicles, station alerts and notifications. Includes Advance Energy Management features such as electricity cost tracking, station load limits and balancing, scheduled charging, and fleet charging optimization. Includes Fleet vehicle management, fleet telematics integration and data reporting. Includes Quarterly site performance review, Station Remote Monitoring and Technical Support, Driver Mobile App and 24/7 Driver Support. | EA | 2871.38 | 2871.38 | 0
47QMCA22A0006 | DISTRICT FLEET, LLC | ChargePoint | Yes - Product has completed FedRAMP review and the platform this product operates on has received an ATO designation. | CPCLD-COMMERCIAL-1 | N/A | ChargePoint CT4000/CP6000 Commercial Cloud Plan - 1YR | Prepaid Commercial Cloud Plan subscription with station management features such as: Custom Video uploads and Automatic Software Updates, driver and fleet management features including: Access Control and Pricing & Automatic Payment Collection, as well as energy and power management features which include Power Sharing. Real-time dashboards and reports provided for applicable features. Station Activation purchase required. | EA | 370.28 | 370.28 | 0
47QMCA22A0006 | DISTRICT FLEET, LLC | ChargePoint | Yes - Product has completed FedRAMP review and the platform this product operates on has received an ATO designation. | CPCLD-COMMERCIAL-2 | N/A | ChargePoint CT4000/CP6000 Commercial Cloud Plan - 2YR | Prepaid Commercial Cloud Plan subscription with station management features such as: Custom Video uploads and Automatic Software Updates, driver and fleet management features including: Access Control and Pricing & Automatic Payment Collection, as well as energy and power management features which include Power Sharing. Real-time dashboards and reports provided for applicable features. Station Activation purchase required. | EA | 701.06 | 701.06 | 0
47QMCA22A0006 | DISTRICT FLEET, LLC | ChargePoint | Yes - Product has completed FedRAMP review and the platform this product operates on has received an ATO designation. | CPCLD-COMMERCIAL-3 | N/A | ChargePoint CT4000/CP6000 Commercial Cloud Plan - 3YR | Prepaid Commercial Cloud Plan subscription with station management features such as: Custom Video uploads and Automatic Software Updates, driver and fleet management features including: Access Control and Pricing & Automatic Payment Collection, as well as energy and power management features which include Power Sharing. Real-time dashboards and reports provided for applicable features. Station Activation purchase required. | EA | 1036.78 | 1036.78 | 0
47QMCA22A0006 | DISTRICT FLEET, LLC | ChargePoint | Yes - Product has completed FedRAMP review and the platform this product operates on has received an ATO designation. | CPCLD-COMMERCIAL-4 | N/A | ChargePoint CT4000/CP6000 Commercial Cloud Plan - 4YR | Prepaid Commercial Cloud Plan subscription with station management features such as: Custom Video uploads and Automatic Software Updates, driver and fleet management features including: Access Control and Pricing & Automatic Payment Collection, as well as energy and power management features which include Power Sharing. Real-time dashboards and reports provided for applicable features. Station Activation purchase required. | EA | 1333 | 1333 | 0
47QMCA22A0006 | DISTRICT FLEET, LLC | ChargePoint | Yes - Product has completed FedRAMP review and the platform this product operates on has received an ATO designation. | CPCLD-COMMERCIAL-5 | N/A | ChargePoint CT4000/CP6000 Commercial Cloud Plan - 5YR | Prepaid Commercial Cloud Plan subscription with station management features such as: Custom Video uploads and Automatic Software Updates, driver and fleet management features including: Access Control and Pricing & Automatic Payment Collection, as well as energy and power management features which include Power Sharing. Real-time dashboards and reports provided for applicable features. Station Activation purchase required. | EA | 1629.22 | 1629.22 | 0
47QMCA22A0006 | DISTRICT FLEET, LLC | ChargePoint | Yes - Product has completed FedRAMP review and the platform this product operates on has received an ATO designation. | CPCLD-ENTERPRISE-1 | N/A | ChargePoint CT4000/CP6000 Enterprise Cloud Plan - 1YR | Enterprise Cloud Plan subscription with advanced station management features such as: Custom Video uploads, and Automatic Software Updates, driver and fleet management features including: Access Control and Pricing & Automatic Payment Collection, as well as advanced energy and power management features which include: Time of Use Power Sharing and Energy Management APIs. Real-time dashboards and reports provided for applicable features including 15 min meter data readings and associated advanced energy reports. | EA | 503.58 | 503.58 | 0
47QMCA22A0006 | DISTRICT FLEET, LLC | ChargePoint | Yes - Product has completed FedRAMP review and the platform this product operates on has received an ATO designation. | CPCLD-ENTERPRISE-2 | N/A | ChargePoint CT4000/CP6000 Enterprise Cloud Plan - 2YR | Enterprise Cloud Plan subscription with advanced station management features such as: Custom Video uploads, and Automatic Software Updates, driver and fleet management features including: Access Control and Pricing & Automatic Payment Collection, as well as advanced energy and power management features which include: Time of Use Power Sharing and Energy Management APIs. Real-time dashboards and reports provided for applicable features including 15 min meter data readings and associated advanced energy reports. | EA | 962.72 | 962.72 | 0
47QMCA22A0006 | DISTRICT FLEET, LLC | ChargePoint | Yes - Product has completed FedRAMP review and the platform this product operates on has received an ATO designation. | CPCLD-ENTERPRISE-3 | N/A | ChargePoint CT4000/CP6000 Enterprise Cloud Plan - 3YR | Enterprise Cloud Plan subscription with advanced station management features such as: Custom Video uploads, and Automatic Software Updates, driver and fleet management features including: Access Control and Pricing & Automatic Payment Collection, as well as advanced energy and power management features which include: Time of Use Power Sharing and Energy Management APIs. Real-time dashboards and reports provided for applicable features including 15 min meter data readings and associated advanced energy reports. | EA | 1392.24 | 1392.24 | 0
47QMCA22A0006 | DISTRICT FLEET, LLC | ChargePoint | Yes - Product has completed FedRAMP review and the platform this product operates on has received an ATO designation. | CPCLD-ENTERPRISE-4 | N/A | ChargePoint CT4000/CP6000 Enterprise Cloud Plan - 4YR | Enterprise Cloud Plan subscription with advanced station management features such as: Custom Video uploads, and Automatic Software Updates, driver and fleet management features including: Access Control and Pricing & Automatic Payment Collection, as well as advanced energy and power management features which include: Time of Use Power Sharing and Energy Management APIs. Real-time dashboards and reports provided for applicable features including 15 min meter data readings and associated advanced energy reports. | EA | 1826.7 | 1826.7 | 0
47QMCA22A0006 | DISTRICT FLEET, LLC | ChargePoint | Yes - Product has completed FedRAMP review and the platform this product operates on has received an ATO designation. | CPCLD-ENTERPRISE-5 | N/A | ChargePoint CT4000/CP6000 Enterprise Cloud Plan - 5YR | Enterprise Cloud Plan subscription with advanced station management features such as: Custom Video uploads, and Automatic Software Updates, driver and fleet management features including: Access Control and Pricing & Automatic Payment Collection, as well as advanced energy and power management features which include: Time of Use Power Sharing and Energy Management APIs. Real-time dashboards and reports provided for applicable features including 15 min meter data readings and associated advanced energy reports. | EA | 2196.98 | 2196.98 | 0
47QMCA22A0006 | DISTRICT FLEET, LLC | ChargePoint | Yes - Product has completed FedRAMP review and the platform this product operates on has received an ATO designation. | CPCLD-POWER-1 | N/A | ChargePoint CPCLD - Power - Power-1YR | Prepaid Power Cloud Plan subscription with station management features such as Basic Fleet Vehicle Management, Automatic Software Updates, and basic Power Sharing. Real-time dashboards and reports provided for applicable features. Station Activation purchase required. | EA | 256.73 | 256.73 | 0
47QMCA22A0006 | DISTRICT FLEET, LLC | ChargePoint | Yes - Product has completed FedRAMP review and the platform this product operates on has received an ATO designation. | CPCLD-POWER-2 | N/A | ChargePoint CPCLD - Power - Power-2YR | Prepaid Power Cloud Plan subscription with station management features such as Basic Fleet Vehicle Management, Automatic Software Updates, and basic Power Sharing. Real-time dashboards and reports provided for applicable features. Station Activation purchase required. | EA | 473.95 | 473.95 | 0
47QMCA22A0006 | DISTRICT FLEET, LLC | ChargePoint | Yes - Product has completed FedRAMP review and the platform this product operates on has received an ATO designation. | CPCLD-POWER-3 | N/A | ChargePoint CPCLD - Power - Power-3YR | Prepaid Power Cloud Plan subscription with station management features such as Basic Fleet Vehicle Management, Automatic Software Updates, and basic Power Sharing. Real-time dashboards and reports provided for applicable features. Station Activation purchase required. | EA | 691.18 | 691.18 | 0
47QMCA22A0006 | DISTRICT FLEET, LLC | ChargePoint | Yes - Product has completed FedRAMP review and the platform this product operates on has received an ATO designation. | CPCLD-POWER-4 | N/A | ChargePoint CPCLD - Power - Power-4YR | Prepaid Power Cloud Plan subscription with station management features such as Basic Fleet Vehicle Management, Automatic Software Updates, and basic Power Sharing. Real-time dashboards and reports provided for applicable features. Station Activation purchase required. | EA | 888.66 | 888.66 | 0
47QMCA22A0006 | DISTRICT FLEET, LLC | ChargePoint | Yes - Product has completed FedRAMP review and the platform this product operates on has received an ATO designation. | CPCLD-POWER-5 | N/A | ChargePoint CPCLD - Power - Power-5YR | Prepaid Power Cloud Plan subscription with station management features such as Basic Fleet Vehicle Management, Automatic Software Updates, and basic Power Sharing. Real-time dashboards and reports provided for applicable features. Station Activation purchase required. | EA | 1081.21 | 1081.21 | 0
47QMCA22A0006 | DISTRICT FLEET, LLC | ChargePoint | Yes - Product has completed FedRAMP review and the platform this product operates on has received an ATO designation. | CPCLD-FLEETENT-1 | N/A | ChargePoint CPCLD - Fleetent - Fleetent-1YR | Fleet Enterprise Cloud Plan subscription. Includes advanced station management features such as: Automatic Software Updates, fleet management features including: Access Control and Pricing & Automatic Payment Collection, as well as advanced energy and power management features which include: Time of Use Power Sharing and Energy Management APIs. Real-time dashboards and reports provided for applicable features including 15 min meter data readings and associated advanced energy reports. | EA | 473.95 | 473.95 | 0
47QMCA22A0006 | DISTRICT FLEET, LLC | ChargePoint | Yes - Product has completed FedRAMP review and the platform this product operates on has received an ATO designation. | CPCLD-FLEETENT-2 | N/A | ChargePoint CPCLD - Fleetent - Fleetent-2YR | Fleet Enterprise Cloud Plan subscription. Includes advanced station management features such as: Automatic Software Updates, fleet management features including: Access Control and Pricing & Automatic Payment Collection, as well as advanced energy and power management features which include: Time of Use Power Sharing and Energy Management APIs. Real-time dashboards and reports provided for applicable features including 15 min meter data readings and associated advanced energy reports. | EA | 888.66 | 888.66 | 0
47QMCA22A0006 | DISTRICT FLEET, LLC | ChargePoint | Yes - Product has completed FedRAMP review and the platform this product operates on has received an ATO designation. | CPCLD-FLEETENT-3 | N/A | ChargePoint CPCLD - Fleetent - Fleetent-3YR | Fleet Enterprise Cloud Plan subscription. Includes advanced station management features such as: Automatic Software Updates, fleet management features including: Access Control and Pricing & Automatic Payment Collection, as well as advanced energy and power management features which include: Time of Use Power Sharing and Energy Management APIs. Real-time dashboards and reports provided for applicable features including 15 min meter data readings and associated advanced energy reports. | EA | 1298.44 | 1298.44 | 0
47QMCA22A0006 | DISTRICT FLEET, LLC | ChargePoint | Yes - Product has completed FedRAMP review and the platform this product operates on has received an ATO designation. | CPCLD-FLEETENT-4 | N/A | ChargePoint CPCLD - Fleetent - Fleetent-4YR | Fleet Enterprise Cloud Plan subscription. Includes advanced station management features such as: Automatic Software Updates, fleet management features including: Access Control and Pricing & Automatic Payment Collection, as well as advanced energy and power management features which include: Time of Use Power Sharing and Energy Management APIs. Real-time dashboards and reports provided for applicable features including 15 min meter data readings and associated advanced energy reports. | EA | 1678.59 | 1678.59 | 0
47QMCA22A0006 | DISTRICT FLEET, LLC | ChargePoint | Yes - Product has completed FedRAMP review and the platform this product operates on has received an ATO designation. | CPCLD-FLEETENT-5 | N/A | ChargePoint CPCLD - Fleetent - Fleetent-5YR | Fleet Enterprise Cloud Plan subscription. Includes advanced station management features such as: Automatic Software Updates, fleet management features including: Access Control and Pricing & Automatic Payment Collection, as well as advanced energy and power management features which include: Time of Use Power Sharing and Energy Management APIs. Real-time dashboards and reports provided for applicable features including 15 min meter data readings and associated advanced energy reports. | EA | 2024.18 | 2024.18 | 0
47QMCA22A0006 | DISTRICT FLEET, LLC | ChargePoint | Yes - Product has completed FedRAMP review and the platform this product operates on has received an ATO designation. | CPCLD-Community-1 | N/A | ChargePoint CPCLD - Community - Community-1YR | 1 prepaid year of charging management software. Service includes cloud connectivity, power management, automated driver billing and remittance, and real time dashboards and reports among other ChargePoint network features. This cloud plan prevents stations from being made public on the ChargePoint map; the station usage is limited to invited drivers. | EA | 320.91 | 320.91 | 0
47QMCA22A0006 | DISTRICT FLEET, LLC | ChargePoint | Yes - Product has completed FedRAMP review and the platform this product operates on has received an ATO designation. | CPCLD-Community-2 | N/A | ChargePoint CPCLD - Community - Community-2YR | 2 prepaid years of charging management software. Service includes cloud connectivity, power management, automated driver billing and remittance, and real time dashboards and reports among other ChargePoint network features. This cloud plan prevents stations from being made public on the ChargePoint map; the station usage is limited to invited drivers. | EA | 592.44 | 592.44 | 0
47QMCA22A0006 | DISTRICT FLEET, LLC | ChargePoint | Yes - Product has completed FedRAMP review and the platform this product operates on has received an ATO designation. | CPCLD-Community-3 | N/A | ChargePoint CPCLD - Community - Community-3YR | 3 prepaid years of charging management software. Service includes cloud connectivity, power management, automated driver billing and remittance, and real time dashboards and reports among other ChargePoint network features. This cloud plan prevents stations from being made public on the ChargePoint map; the station usage is limited to invited drivers. | EA | 849.17 | 849.17 | 0
47QMCA22A0006 | DISTRICT FLEET, LLC | ChargePoint | Yes - Product has completed FedRAMP review and the platform this product operates on has received an ATO designation. | CPCLD-Community-4 | N/A | ChargePoint CPCLD - Community - Community-4YR | 4 prepaid years of charging management software. Service includes cloud connectivity, power management, automated driver billing and remittance, and real time dashboards and reports among other ChargePoint network features. This cloud plan prevents stations from being made public on the ChargePoint map; the station usage is limited to invited drivers. | EA | 1086.15 | 1086.15 | 0
47QMCA22A0006 | DISTRICT FLEET, LLC | ChargePoint | Yes - Product has completed FedRAMP review and the platform this product operates on has received an ATO designation. | CPCLD-Community-5 | N/A | ChargePoint CPCLD - Community - Community-5YR | 5 prepaid years of charging management software. Service includes cloud connectivity, power management, automated driver billing and remittance, and real time dashboards and reports among other ChargePoint network features. This cloud plan prevents stations from being made public on the ChargePoint map; the station usage is limited to invited drivers. | EA | 1308.31 | 1308.31 | 0
47QMCA22A0006 | DISTRICT FLEET, LLC | ChargePoint | Yes - Product has completed FedRAMP review and the platform this product operates on has received an ATO designation. | CPCLD-ENTERPRISE-DC-1 | N/A | ChargePoint Enterprise DC - 1YR | Enterprise Cloud Plan subscription with advanced station management features such as: Custom Video uploads, and Automatic Software Updates, driver and fleet management features including: Access Control and Pricing & Automatic Payment Collection, as well as advanced energy and power management features which include: Time of Use Power Sharing and Energy Management APIs. Real-time dashboards and reports provided for applicable features including 15 min meter data readings and associated advanced energy reports. | EA | 1283.63 | 1283.63 | 0
47QMCA22A0006 | DISTRICT FLEET, LLC | ChargePoint | Yes - Product has completed FedRAMP review and the platform this product operates on has received an ATO designation. | CPCLD-ENTERPRISE-DC-2 | N/A | ChargePoint Enterprise DC - 2YR | Enterprise Cloud Plan subscription with advanced station management features such as: Custom Video uploads, and Automatic Software Updates, driver and fleet management features including: Access Control and Pricing & Automatic Payment Collection, as well as advanced energy and power management features which include: Time of Use Power Sharing and Energy Management APIs. Real-time dashboards and reports provided for applicable features including 15 min meter data readings and associated advanced energy reports. | EA | 2409.27 | 2409.27 | 0
47QMCA22A0006 | DISTRICT FLEET, LLC | ChargePoint | Yes - Product has completed FedRAMP review and the platform this product operates on has received an ATO designation. | CPCLD-ENTERPRISE-DC-3 | N/A | ChargePoint Enterprise DC - 3YR | Enterprise Cloud Plan subscription with advanced station management features such as: Custom Video uploads, and Automatic Software Updates, driver and fleet management features including: Access Control and Pricing & Automatic Payment Collection, as well as advanced energy and power management features which include: Time of Use Power Sharing and Energy Management APIs. Real-time dashboards and reports provided for applicable features including 15 min meter data readings and associated advanced energy reports. | EA | 3475.67 | 3475.67 | 0
47QMCA22A0006 | DISTRICT FLEET, LLC | ChargePoint | Yes - Product has completed FedRAMP review and the platform this product operates on has received an ATO designation. | CPCLD-ENTERPRISE-DC-4 | N/A | ChargePoint Enterprise DC - 4YR | Enterprise Cloud Plan subscription with advanced station management features such as: Custom Video uploads, and Automatic Software Updates, driver and fleet management features including: Access Control and Pricing & Automatic Payment Collection, as well as advanced energy and power management features which include: Time of Use Power Sharing and Energy Management APIs. Real-time dashboards and reports provided for applicable features including 15 min meter data readings and associated advanced energy reports. | EA | 4482.82 | 4482.82 | 0
47QMCA22A0006 | DISTRICT FLEET, LLC | ChargePoint | Yes - Product has completed FedRAMP review and the platform this product operates on has received an ATO designation. | CPCLD-ENTERPRISE-DC-5 | N/A | ChargePoint Enterprise DC - 5YR | Enterprise Cloud Plan subscription with advanced station management features such as: Custom Video uploads, and Automatic Software Updates, driver and fleet management features including: Access Control and Pricing & Automatic Payment Collection, as well as advanced energy and power management features which include: Time of Use Power Sharing and Energy Management APIs. Real-time dashboards and reports provided for applicable features including 15 min meter data readings and associated advanced energy reports. | EA | 5331.99 | 5331.99 | 0
47QMCA22A0006 | DISTRICT FLEET, LLC | Chargie | Yes - Product has completed FedRAMP review and the platform this product operates on has received an ATO designation. | CG-L2-COMM_1YR | N/A | Chargie L2 Commercial Software Plan - 1YR | Chargie Commercial Platform - 1 YR. FedRAMP authorized real-time dashboard, utilization and revenue reports provided for applicable features. Payment collection, pricing tools, RFID registration, basic load management, access controls, automatic software updates, remote station monitoring, and 24/7 customer support. Appropriate for workplace and light fleet applications. Plan is per port and includes network data package. Chargie L2/L3 Connectivity Solution purchase required. | EA | 389.04 | 389.04 | 0
47QMCA22A0006 | DISTRICT FLEET, LLC | Chargie | Yes - Product has completed FedRAMP review and the platform this product operates on has received an ATO designation. | CG-L2-COMM_3YR | N/A | Chargie L2 Commercial Software Plan - 3YR | Chargie Commercial Platform - 3 YR. FedRAMP authorized real-time dashboard, utilization and revenue reports provided for applicable features. Payment collection, pricing tools, RFID registration, basic load management, access controls, automatic software updates, remote station monitoring, and 24/7 customer support. Appropriate for workplace and light fleet applications. Plan is per port and includes network data package. Chargie L2/L3 Connectivity Solution purchase required. | EA | 1105.89 | 1105.89 | 0
47QMCA22A0006 | DISTRICT FLEET, LLC | Chargie | Yes - Product has completed FedRAMP review and the platform this product operates on has received an ATO designation. | CG-L2-COMM_5YR | N/A | Chargie L2 Commercial Software Plan - 5YR | Chargie Commercial Platform - 5 YR. FedRAMP authorized real-time dashboard, utilization and revenue reports provided for applicable features. Payment collection, pricing tools, RFID registration, basic load management, access controls, automatic software updates, remote station monitoring, and 24/7 customer support. Appropriate for workplace and light fleet applications. Plan is per port and includes network data package. Chargie L2/L3 Connectivity Solution purchase required. | EA | 1747.71 | 1747.71 | 0
47QMCA22A0006 | DISTRICT FLEET, LLC | Chargie | Yes - Product has completed FedRAMP review and the platform this product operates on has received an ATO designation. | CG-L3-COMM-1YR | N/A | Chargie L3 Commercial Software Plan - 1YR | Chargie Commercial Platform - 1 YR. FedRAMP authorized real-time dashboard, utilization and revenue reports provided for applicable features. Payment collection, pricing tools, RFID registration, basic load management, access controls, automatic software updates, remote station monitoring, and 24/7 customer support. Appropriate for workplace and light fleet applications. Plan is per port and includes network data package. Chargie L2/L3 Connectivity Solution purchase required. | EA | 389.04 | 389.04 | 0
47QMCA22A0006 | DISTRICT FLEET, LLC | Chargie | Yes - Product has completed FedRAMP review and the platform this product operates on has received an ATO designation. | CG-L3-COMM-3YR | N/A | Chargie L3 Commercial Software Plan -3YR | Chargie Commercial Platform - 3 YR. FedRAMP authorized real-time dashboard, utilization and revenue reports provided for applicable features. Payment collection, pricing tools, RFID registration, basic load management, access controls, automatic software updates, remote station monitoring, and 24/7 customer support. Appropriate for workplace and light fleet applications. Plan is per port and includes network data package. Chargie L2/L3 Connectivity Solution purchase required. | EA | 1105.89 | 1105.89 | 0
47QMCA22A0006 | DISTRICT FLEET, LLC | Chargie | Yes - Product has completed FedRAMP review and the platform this product operates on has received an ATO designation. | CG-L3-COMM-5YR | N/A | Chargie L3 Commercial Software Plan - 5YR | Chargie Commercial Platform - 5 YR. FedRAMP authorized real-time dashboard, utilization and revenue reports provided for applicable features. Payment collection, pricing tools, RFID registration, basic load management, access controls, automatic software updates, remote station monitoring, and 24/7 customer support. Appropriate for workplace and light fleet applications. Plan is per port and includes network data package. Chargie L2/L3 Connectivity Solution purchase required. | EA | 1747.71 | 1747.71 | 0
47QMCA22A0006 | DISTRICT FLEET, LLC | Chargie | Yes - Product has completed FedRAMP review and the platform this product operates on has received an ATO designation. | CG-L2-FLEET-1YR | N/A | Chargie L2 Fleet Software Plan - 1YR | Chargie Fleet Platform - 1YR. FedRAMP authorized centralized live monitoring with a real-time dashboard. Energy consumption, meter data reporting, and cost analysis reports provided for applicable features. Driver management, vehicle and RFID registration, smart charging and demand management tools, payment collection, pricing tools, access controls, automatic software updates, remote station monitoring, and 24/7 customer support. Best for fleet applications. Plan is per port and includes network data package. Chargie L2/L3 Connectivity Solution purchase required. | EA | 507.53 | 507.53 | 0
47QMCA22A0006 | DISTRICT FLEET, LLC | Chargie | Yes - Product has completed FedRAMP review and the platform this product operates on has received an ATO designation. | CG-L2-FLEET-3YR | N/A | Chargie L2 Fleet Software Plan - 3YR | Chargie Fleet Platform - 3YR. FedRAMP authorized centralized live monitoring with a real-time dashboard. Energy consumption, meter data reporting, and cost analysis reports provided for applicable features. Driver management, vehicle and RFID registration, smart charging and demand management tools, payment collection, pricing tools, access controls, automatic software updates, remote station monitoring, and 24/7 customer support. Best for fleet applications. Plan is per port and includes network data package. Chargie L2/L3 Connectivity Solution purchase required. | EA | 1446.55 | 1446.55 | 0
47QMCA22A0006 | DISTRICT FLEET, LLC | Chargie | Yes - Product has completed FedRAMP review and the platform this product operates on has received an ATO designation. | CG-L2-FLEET-5YR | N/A | Chargie L2 Fleet Software Plan - 5YR | Chargie Fleet Platform - 5YR. FedRAMP authorized centralized live monitoring with a real-time dashboard. Energy consumption, meter data reporting, and cost analysis reports provided for applicable features. Driver management, vehicle and RFID registration, smart charging and demand management tools, payment collection, pricing tools, access controls, automatic software updates, remote station monitoring, and 24/7 customer support. Best for fleet applications. Plan is per port and includes network data package. Chargie L2/L3 Connectivity Solution purchase required. | EA | 2284.86 | 2284.86 | 0
47QMCA22A0006 | DISTRICT FLEET, LLC | Chargie | Yes - Product has completed FedRAMP review and the platform this product operates on has received an ATO designation. | CG-L3-FLEET-1YR | N/A | Chargie L3 Fleet Software Plan - 1YR | Chargie Fleet Platform - 1YR. FedRAMP authorized centralized live monitoring with a real-time dashboard. Energy consumption, meter data reporting, and cost analysis reports provided for applicable features. Driver management, vehicle and RFID registration, smart charging and demand management tools, payment collection, pricing tools, access controls, automatic software updates, remote station monitoring, and 24/7 customer support. Best for fleet applications. Plan is per port and includes network data package. Chargie L2/L3 Connectivity Solution purchase required. | EA | 507.53 | 507.53 | 0
47QMCA22A0006 | DISTRICT FLEET, LLC | Chargie | Yes - Product has completed FedRAMP review and the platform this product operates on has received an ATO designation. | CG-L3-FLEET-3YR | N/A | Chargie L3 Fleet Software Plan - 3YR | Chargie Fleet Platform - 3YR. FedRAMP authorized centralized live monitoring with a real-time dashboard. Energy consumption, meter data reporting, and cost analysis reports provided for applicable features. Driver management, vehicle and RFID registration, smart charging and demand management tools, payment collection, pricing tools, access controls, automatic software updates, remote station monitoring, and 24/7 customer support. Best for fleet applications. Plan is per port and includes network data package. Chargie L2/L3 Connectivity Solution purchase required. | EA | 1446.55 | 1446.55 | 0
47QMCA22A0006 | DISTRICT FLEET, LLC | Chargie | Yes - Product has completed FedRAMP review and the platform this product operates on has received an ATO designation. | CG-L3-FLEET-5YR | N/A | Chargie L3 Fleet Software Plan - 5YR | Chargie Fleet Platform - 5YR. FedRAMP authorized centralized live monitoring with a real-time dashboard. Energy consumption, meter data reporting, and cost analysis reports provided for applicable features. Driver management, vehicle and RFID registration, smart charging and demand management tools, payment collection, pricing tools, access controls, automatic software updates, remote station monitoring, and 24/7 customer support. Best for fleet applications. Plan is per port and includes network data package. Chargie L2/L3 Connectivity Solution purchase required. | EA | 2284.86 | 2284.86 | 0
47QMCA22A0006 | DISTRICT FLEET, LLC | Chargie | Yes - Product has completed FedRAMP review and the platform this product operates on has received an ATO designation. | CG-CONNECTIVITY | N/A | Chargie L2/L3 Connectivity Solution | Chargie L2/L3 Connectivity Solution. Network equipment supporting dual carrier private LTE connection to Chargie cloud, remote charger site commissioning, and station activation. Some limitations and restrictions apply based on charger model, installation and site requirements. Minimum purchase required for groups of fewer than 10 stations. | EA | 276.47 | 276.47 | 0
47QMCA22A0006 | DISTRICT FLEET, LLC | Chargie | Yes - Product has completed FedRAMP review and the platform this product operates on has received an ATO designation. | CG-L2-GOV-SLA-1YR | N/A | Chargie L2 Gov SLA - 1YR | Chargie L2 Gov SLA - 1YR. Direct technical support access, proactive monitoring, and alerting supported by 24/7 Network Operations Center (NOC). Expedited dispatch for break/fix, corrective maintenance field service. Includes cost of parts and labor for in warranty repair of Chargie Certified EVSE. Equipment must have matching extended warranty and service term-lengths. | EA | 627 | 627 | 0
47QMCA22A0006 | DISTRICT FLEET, LLC | Chargie | Yes - Product has completed FedRAMP review and the platform this product operates on has received an ATO designation. | CG-L2-GOV-SLA-3YR | N/A | Chargie L2 Gov SLA - 3YR | Chargie L2 Gov SLA - 3YR. Direct technical support access, proactive monitoring, and alerting supported by 24/7 Network Operations Center (NOC). Expedited dispatch for break/fix, corrective maintenance field service. Includes cost of parts and labor for in warranty repair of Chargie Certified EVSE. Equipment must have matching extended warranty and service term-lengths. | EA | 1787.2 | 1787.2 | 0
47QMCA22A0006 | DISTRICT FLEET, LLC | Chargie | Yes - Product has completed FedRAMP review and the platform this product operates on has received an ATO designation. | CG-L2-GOV-SLA-5YR | N/A | Chargie L2 Gov SLA - 5YR | Chargie L2 Gov SLA - 5YR. Direct technical support access, proactive monitoring, and alerting supported by 24/7 Network Operations Center (NOC). Expedited dispatch for break/fix, corrective maintenance field service. Includes cost of parts and labor for in warranty repair of Chargie Certified EVSE. Equipment must have matching extended warranty and service term-lengths. | EA | 2822.01 | 2822.01 | 0
47QMCA22A0006 | DISTRICT FLEET, LLC | Chargie | Yes - Product has completed FedRAMP review and the platform this product operates on has received an ATO designation. | CG-L3-A-GOV-SLA-1YR | N/A | Chargie L3 <100 kW Gov SLA - 1YR | Chargie L3 <100 kW Gov SLA - 1YR. Direct technical support access, proactive monitoring, and alerting supported by 24/7 Network Operations Center (NOC). Expedited dispatch for break/fix, corrective maintenance field service. Includes cost of parts and labor for in warranty repair of Chargie Certified EVSE. Equipment must have matching extended warranty and service term-lengths. | EA | 4937.03 | 4937.03 | 0
47QMCA22A0006 | DISTRICT FLEET, LLC | Chargie | Yes - Product has completed FedRAMP review and the platform this product operates on has received an ATO designation. | CG-L3-A-GOV-SLA-3YR | N/A | Chargie L3 <100 kW Gov SLA - 3YR | Chargie L3 <100 kW Gov SLA - 3YR. Direct technical support access, proactive monitoring, and alerting supported by 24/7 Network Operations Center (NOC). Expedited dispatch for break/fix, corrective maintenance field service. Includes cost of parts and labor for in warranty repair of Chargie Certified EVSE. Equipment must have matching extended warranty and service term-lengths. | EA | 14070.53 | 14070.53 | 0
47QMCA22A0006 | DISTRICT FLEET, LLC | Chargie | Yes - Product has completed FedRAMP review and the platform this product operates on has received an ATO designation. | CG-L3-A-GOV-SLA-5YR | N/A | Chargie L3 <100 kW Gov SLA - 5YR | Chargie L3 <100 kW Gov SLA - 5YR. Direct technical support access, proactive monitoring, and alerting supported by 24/7 Network Operations Center (NOC). Expedited dispatch for break/fix, corrective maintenance field service. Includes cost of parts and labor for in warranty repair of Chargie Certified EVSE. Equipment must have matching extended warranty and service term-lengths. | EA | 26659.95 | 26659.95 | 0
47QMCA22A0006 | DISTRICT FLEET, LLC | Chargie | Yes - Product has completed FedRAMP review and the platform this product operates on has received an ATO designation. | CG-L3-B-GOV-SLA-1YR | N/A | Chargie L3 >100 kW Gov SLA - 1YR | Chargie L3 >100 kW Gov SLA - 1YR. Direct technical support access, proactive monitoring, and alerting supported by 24/7 Network Operations Center (NOC). Expedited dispatch for break/fix, corrective maintenance field service. Includes cost of parts and labor for in warranty repair of Chargie Certified EVSE. Equipment must have matching extended warranty and service term-lengths. Note: High-Power L3 Chargie Certified EVSE must be paired with the L3 High-Power kW Service Plan. | EA | 5924.43 | 5924.43 | 0
47QMCA22A0006 | DISTRICT FLEET, LLC | Chargie | Yes - Product has completed FedRAMP review and the platform this product operates on has received an ATO designation. | CG-L3-B-GOV-SLA-3YR | N/A | Chargie L3 >100 kW Gov SLA - 3YR | Chargie L3 >100 kW Gov SLA - 3YR. Direct technical support access, proactive monitoring, and alerting supported by 24/7 Network Operations Center (NOC). Expedited dispatch for break/fix, corrective maintenance field service. Includes cost of parts and labor for in warranty repair of Chargie Certified EVSE. Equipment must have matching extended warranty and service term-lengths. Note: High-Power L3 Chargie Certified EVSE must be paired with the L3 High-Power kW Service Plan. | EA | 16884.63 | 16884.63 | 0
47QMCA22A0006 | DISTRICT FLEET, LLC | Chargie | Yes - Product has completed FedRAMP review and the platform this product operates on has received an ATO designation. | CG-L3-B-GOV-SLA-5YR | N/A | Chargie L3 >100 kW Gov SLA - 5YR | Chargie L3 >100 kW Gov SLA - 5YR. Direct technical support access, proactive monitoring, and alerting supported by 24/7 Network Operations Center (NOC). Expedited dispatch for break/fix, corrective maintenance field service. Includes cost of parts and labor for in warranty repair of Chargie Certified EVSE. Equipment must have matching extended warranty and service term-lengths. Note: High-Power L3 Chargie Certified EVSE must be paired with the L3 High-Power kW Service Plan. | EA | 38153.35 | 38153.35 | 0
47QMCA22A0010 | LIOCE GROUP INC., THE | Blink Charging | No - Product is undergoing FedRAMP review and will not be available for ordering through the BPAs until this process is complete and the platform this product operates on receives an ATO designation or it has been determined does not require one. Purchase this product today through GSA Advantage, but agencies will need to evaluate each product at the agency level to ensure it meets all agency-specific privacy, IT, and cyber supply chain requirements. | L2-NSP-S6 | L2-NSP-S6 | 1 Additional Year Network Service, Series 6 | Annual Network Service fee beyond first year. Network services for stations owners include access control for fleets, groups and public. Pricing control, usage tracking, analytics, diagnostics, over-the-air updates, load management and more. For drivers, messaging, user-friendly apps, automated payments, driver support and more | EA | 216.665 | 197.8368 | 8.69%
47QMCA22A0010 | LIOCE GROUP INC., THE | Blink Charging | No - Product is undergoing FedRAMP review and will not be available for ordering through the BPAs until this process is complete and the platform this product operates on receives an ATO designation or it has been determined does not require one. Purchase this product today through GSA Advantage, but agencies will need to evaluate each product at the agency level to ensure it meets all agency-specific privacy, IT, and cyber supply chain requirements. | L2-NSP-S7/S7P | L2-NSP-S7/S7P | 1 Additional Year Network Service, Series 7/ 7 Plus | Annual Network Service fee beyond first year. Network services for stations owners include access control for fleets, groups and public. Pricing control, usage tracking, analytics, diagnostics, over-the-air updates, load management and more. For drivers, messaging, user-friendly apps, automated payments, driver support and more | EA | 379.1637 | 346.2144 | 8.69%
47QMCA22A0010 | LIOCE GROUP INC., THE | Blink Charging | No - Product is undergoing FedRAMP review and will not be available for ordering through the BPAs until this process is complete and the platform this product operates on receives an ATO designation or it has been determined does not require one. Purchase this product today through GSA Advantage, but agencies will need to evaluate each product at the agency level to ensure it meets all agency-specific privacy, IT, and cyber supply chain requirements. | L2-NSP-S8/S8P | L2-NSP-S8/S8P | 1 Additional Year Network Service, Series 8/ 8 Plus | Annual Network Service fee beyond first year. Network services for stations owners include access control for fleets, groups and public. Pricing control, usage tracking, analytics, diagnostics, over-the-air updates, load management and more. For drivers, messaging, user-friendly apps, automated payments, driver support and more | EA | 433.33 | 395.6736 | 8.69%
47QMCA22A0010 | LIOCE GROUP INC., THE | Blink Charging | No - Product is undergoing FedRAMP review and will not be available for ordering through the BPAs until this process is complete and the platform this product operates on receives an ATO designation or it has been determined does not require one. Purchase this product today through GSA Advantage, but agencies will need to evaluate each product at the agency level to ensure it meets all agency-specific privacy, IT, and cyber supply chain requirements. | PHI-Net-F-TAA | PHI-Net-F-TAA | Annual Network Service- Fleet | Annual Network Service- Fleet | EA | 379.1637 | 346.2144 | 8.69%
47QMCA22A0010 | LIOCE GROUP INC., THE | Blink Charging | No - Product is undergoing FedRAMP review and will not be available for ordering through the BPAs until this process is complete and the platform this product operates on receives an ATO designation or it has been determined does not require one. Purchase this product today through GSA Advantage, but agencies will need to evaluate each product at the agency level to ensure it meets all agency-specific privacy, IT, and cyber supply chain requirements. | PHI-Net-P-TAA | PHI-Net-P-TAA | Annual Network Service-Public | Annual Network Service-Public | EA | 866.6599 | 791.3472 | 8.69%
47QMCA22A0010 | LIOCE GROUP INC., THE | Loop Global Inc. | No - Product is undergoing FedRAMP review and will not be available for ordering through the BPAs until this process is complete and the platform this product operates on receives an ATO designation or it has been determined does not require one. Purchase this product today through GSA Advantage, but agencies will need to evaluate each product at the agency level to ensure it meets all agency-specific privacy, IT, and cyber supply chain requirements. | EVS-NAP | EVS-NAP | Network Access Package | Network Access Package | EA | 1809.068 | 1651.86 | 8.69% | 1%>$100,000
47QMCA22A0010 | LIOCE GROUP INC., THE | Loop Global Inc. | No - Product is undergoing FedRAMP review and will not be available for ordering through the BPAs until this process is complete and the platform this product operates on receives an ATO designation or it has been determined does not require one. Purchase this product today through GSA Advantage, but agencies will need to evaluate each product at the agency level to ensure it meets all agency-specific privacy, IT, and cyber supply chain requirements. | EVS-NAP-W | EVS-NAP-W | Network Access Package Warranty | Network Access Package Warranty | EA | 80.403 | 73.416 | 8.69% | 1%>$100,000
47QMCA22A000X | SIEMENS INDUSTRY, INC. | SIEMENS (Depotfinity or EVGatewat) | No - Product is undergoing FedRAMP review and will not be available for ordering through the BPAs until this process is complete and the platform this product operates on receives an ATO designation or it has been determined does not require one. Purchase this product today through GSA Advantage, but agencies will need to evaluate each product at the agency level to ensure it meets all agency-specific privacy, IT, and cyber supply chain requirements. | US2:ACCHARGE1 | N/A | Level 2 AC Charger - ONE year license fee | Level 2 AC Charger - ONE year license fee "per charger" for EVSP service - 1 year service that includes technical support, remote firmware upgrades, remote resets, remote diagnostics, RFID management, aggregated charger reporting and driver app; plus financial and consumption reporting, billing and payment management for owners, driver billing and charger network visibility via app. Siemens will direct bill after year one. On-boarding fee required. | EA | 171.74 | 171.74 | 0% | 1-49 Units: 0% 50+ Units: 3% 100+ Units: 7%
47QMCA22A000X | SIEMENS INDUSTRY, INC. | SIEMENS (Depotfinity or EVGatewat) | No - Product is undergoing FedRAMP review and will not be available for ordering through the BPAs until this process is complete and the platform this product operates on receives an ATO designation or it has been determined does not require one. Purchase this product today through GSA Advantage, but agencies will need to evaluate each product at the agency level to ensure it meets all agency-specific privacy, IT, and cyber supply chain requirements. | US2:ACCHARGE3 | N/A | Level 2 AC Charger -THREE year license fee | Level 2 AC Charger -THREE year license fee "per charger" for EVSP service - 3 year service that includes technical support, remote firmware upgrades, remote resets, remote diagnostics, RFID management, aggregated charger reporting and driver app; plus financial and consumption reporting, billing and payment management for owners, driver billing and charger network visibility via app. Siemens will direct bill after year one. On-boarding fee required. | EA | 519.72 | 519.72 | 0% | 1-49 Units: 0% 50+ Units: 3% 100+ Units: 7%
47QMCA22A000X | SIEMENS INDUSTRY, INC. | SIEMENS (Depotfinity or EVGatewat) | No - Product is undergoing FedRAMP review and will not be available for ordering through the BPAs until this process is complete and the platform this product operates on receives an ATO designation or it has been determined does not require one. Purchase this product today through GSA Advantage, but agencies will need to evaluate each product at the agency level to ensure it meets all agency-specific privacy, IT, and cyber supply chain requirements. | US2:ACCHARGE5 | N/A | Level 2 AC Charger - FIVE year License fee | Level 2 AC Charger - FIVE year License fee "per charger" for EVSP service - 5 year service that includes technical support, remote firmware upgrades, remote resets, remote diagnostics, RFID management, aggregated charger reporting and driver app; plus financial and consumption reporting, billing and payment management for owners, driver billing and charger network visibility via app. Siemens will direct bill after year one. On-boarding fee required. | EA | 865.84 | 865.84 | 0% | 1-49 Units: 0% 50+ Units: 3% 100+ Units: 7%
47QMCA22A000X | SIEMENS INDUSTRY, INC. | SIEMENS (Depotfinity or EVGatewat) | No - Product is undergoing FedRAMP review and will not be available for ordering through the BPAs until this process is complete and the platform this product operates on receives an ATO designation or it has been determined does not require one. Purchase this product today through GSA Advantage, but agencies will need to evaluate each product at the agency level to ensure it meets all agency-specific privacy, IT, and cyber supply chain requirements. | US2:ACCONTROL1 | N/A | Level 2 AC Charger - ONE year license fee | Level 2 AC Charger - ONE year license fee "per charger" for EVSP service - 1 year service that includes Charge features plus dynamic load control and maximum load management via cloud smart charging. Siemens will direct bill after year one. On-boarding fee required. | EA | 229.17 | 229.17 | 0% | 1-49 Units: 0% 50+ Units: 3% 100+ Units: 7%
47QMCA22A000X | SIEMENS INDUSTRY, INC. | SIEMENS (Depotfinity or EVGatewat) | No - Product is undergoing FedRAMP review and will not be available for ordering through the BPAs until this process is complete and the platform this product operates on receives an ATO designation or it has been determined does not require one. Purchase this product today through GSA Advantage, but agencies will need to evaluate each product at the agency level to ensure it meets all agency-specific privacy, IT, and cyber supply chain requirements. | US2:ACCONTROL3 | N/A | Level 2 AC Charger - THREE year license | Level 2 AC Charger - THREE year license fee "per charger" for EVSP service - 3 year service that includes Charge features plus dynamic load control and maximum load management via cloud smart charging. Siemens will direct bill after year one. On-boarding fee required. | EA | 692.33 | 692.33 | 0% | 1-49 Units: 0% 50+ Units: 3% 100+ Units: 7%
47QMCA22A000X | SIEMENS INDUSTRY, INC. | SIEMENS (Depotfinity or EVGatewat) | No - Product is undergoing FedRAMP review and will not be available for ordering through the BPAs until this process is complete and the platform this product operates on receives an ATO designation or it has been determined does not require one. Purchase this product today through GSA Advantage, but agencies will need to evaluate each product at the agency level to ensure it meets all agency-specific privacy, IT, and cyber supply chain requirements. | US2:ACCONTROL5 | N/A | Level 2 AC Charger - FIVE year License | Level 2 AC Charger - FIVE year License fee "per charger" for EVSP service - 1 year service that includes Charge features plus dynamic load control and maximum load management via cloud smart charging. Siemens will direct bill after year one. On-boarding fee required. | EA | 1154.88 | 1154.88 | 0% | 1-49 Units: 0% 50+ Units: 3% 100+ Units: 7%
47QMCA22A000X | SIEMENS INDUSTRY, INC. | SIEMENS (Depotfinity or EVGatewat) | No - Product is undergoing FedRAMP review and will not be available for ordering through the BPAs until this process is complete and the platform this product operates on receives an ATO designation or it has been determined does not require one. Purchase this product today through GSA Advantage, but agencies will need to evaluate each product at the agency level to ensure it meets all agency-specific privacy, IT, and cyber supply chain requirements. | US2:ACSETUP | N/A | Remote charger startup / integration int | Remote charger startup / integration into Siemens cloud platform for monitoring, control and reporting - one-time cost. NO ON-SITE work. Required for any cloud service. | EA | 89.29 | 89.29 | 0% | 1-49 Units: 0% 50+ Units: 3% 100+ Units: 7%
47QMCA22A000Y | VERDEK, LLC | ChargePoint | Yes - Product has completed FedRAMP review and the platform this product operates on has received an ATO designation. | CPCLD-FLEET-1 | N/A | CPCLD-POWER-1 | Chargepoint Fleet Cloud Service Plan -1 Year Prepay | EA | 217.83 | 215.6517 | 1% | N/A
47QMCA22A000Y | VERDEK, LLC | ChargePoint | Yes - Product has completed FedRAMP review and the platform this product operates on has received an ATO designation. | CPCLD-FLEET-3 | N/A | CPCLD-POWER-3 | Chargepoint Fleet Cloud Service Plan -3 Year Prepay | EA | 587.2 | 581.328 | 1% | N/A
47QMCA22A000Y | VERDEK, LLC | ChargePoint | Yes - Product has completed FedRAMP review and the platform this product operates on has received an ATO designation. | CPCLD-FLEET-5 | N/A | CPCLD-POWER-5 | Chargepoint Fleet Cloud Service Plan -5 Year Prepay - (Can only be purchased with CPF-ASSURE4) | EA | 876.07 | 867.3093 | 1% | N/A
47QMCA22A000Y | VERDEK, LLC | ChargePoint | Yes - Product has completed FedRAMP review and the platform this product operates on has received an ATO designation. | CTSW-SAS-COMM-1 | N/A | CPCLD-COMMERCIAL-1 | Chargepoint Network Service Plan for CT4000 Chargers- 1 Year | EA | 344.13 | 340.6887 | 1% | N/A
47QMCA22A000Y | VERDEK, LLC | ChargePoint | Yes - Product has completed FedRAMP review and the platform this product operates on has received an ATO designation. | CTSW-SAS-COMM-3 | N/A | CPCLD-COMMERCIAL-3 | Chargepoint Network Service Plan for CT4000 Chargers- 3 Year | EA | 885.54 | 876.6846 | 1% | N/A
47QMCA22A000Y | VERDEK, LLC | ChargePoint | Yes - Product has completed FedRAMP review and the platform this product operates on has received an ATO designation. | CTSW-SAS-COMM-5 | N/A | CPCLD-COMMERCIAL-5 | Chargepoint Network Service Plan for CT4000 Chargers- 5 Year purchase with ASSURE 4 | EA | 1311.74 | 1298.6226 | 1% | N/A
47QMCA22A000Y | VERDEK, LLC | ChargePoint | Yes - Product has completed FedRAMP review and the platform this product operates on has received an ATO designation. | CTSW-SAS-COMM-DC-1 | N/A | CPCLD-ENTERPRISE-DC-1 | Chargepoint DCFC Network Service Plan - 1 Year Renewal | EA | 1136.52 | 1125.1548 | 1% | N/A
47QMCA22A000Y | VERDEK, LLC | ChargePoint | Yes - Product has completed FedRAMP review and the platform this product operates on has received an ATO designation. | CTSW-SAS-COMM-DC-3 | N/A | CPCLD-ENTERPRISE-DC-3 | Chargepoint Network Service Plan for DC Chargers- 3 Year | EA | 3199.19 | 3167.1981 | 1% | N/A
47QMCA22A000Y | VERDEK, LLC | ChargePoint | Yes - Product has completed FedRAMP review and the platform this product operates on has received an ATO designation. | CTSW-SAS-COMM-REN- 1 | N/A | CPCLD-COMM-REN-1 | Chargepoint Network Service Plan - 1 Year Renewal | EA | 340.65 | 337.2435 | 1% | N/A
47QMCA22A000Y | VERDEK, LLC | ChargePoint | Yes - Product has completed FedRAMP review and the platform this product operates on has received an ATO designation. | CTSW-SAS-COMM-REN-3 | N/A | CPCLD-COMM-REN-3 | Chargepoint Network Service Plan - 3 Year Renewal | EA | 923.22 | 913.9878 | 1% | N/A
47QMCA22A000Y | VERDEK, LLC | ChargePoint | Yes - Product has completed FedRAMP review and the platform this product operates on has received an ATO designation. | CPCLD-ENTERPRISE-DC-5 | CPCLD-ENTERPRISE-DC-5 | Network License | Prepaid 5-Yr Enterprise Cloud Plan subscription with advanced station management features | EA | 4739.55 | 4692.1545 | 1% | N/A
47QMCA22A000Y | VERDEK, LLC | ChargePoint | Yes - Product has completed FedRAMP review and the platform this product operates on has received an ATO designation. | CPCLD-COMMERCIAL-2 | CPCLD-COMMERCIAL-2 | Network License | 1-yr Network License | EA | 344.13 | 340.6887 | 1% | N/A
47QMCA22A000Y | VERDEK, LLC | ChargePoint | Yes - Product has completed FedRAMP review and the platform this product operates on has received an ATO designation. | CPCLD-ENTERPRISE-EXPP-1 | CPCLD-ENTERPRISE-EXPP-1 | Network License | 1 Prepaid Year Enterprise Cloud Plan | EA | 1495.2242 | 1480.2719 | 1% | N/A
47QMCA22A000Y | VERDEK, LLC | ChargePoint | Yes - Product has completed FedRAMP review and the platform this product operates on has received an ATO designation. | CPCLD-ENTERPRISE-EXPP-3 | CPCLD-ENTERPRISE-EXPP-3 | Network License | 3 Prepaid Year Enterprise Cloud Plan | EA | 4038.801 | 3998.413 | 1% | N/A
47QMCA22A000Y | VERDEK, LLC | ChargePoint | Yes - Product has completed FedRAMP review and the platform this product operates on has received an ATO designation. | CPCLD-ENTERPRISE-EXPP-5 | CPCLD-ENTERPRISE-EXPP-5 | Network License | 5 Prepaid Year Enterprise Cloud Plan | EA | 5983.8892 | 5924.0503 | 1% | N/A
47QMCA22A000Y | VERDEK, LLC | EV CONNECT | No - Product is undergoing FedRAMP review and will not be available for ordering through the BPAs until this process is complete and the platform this product operates on receives an ATO designation or it has been determined does not require one. Purchase this product today through GSA Advantage, but agencies will need to evaluate each product at the agency level to ensure it meets all agency-specific privacy, IT, and cyber supply chain requirements. | EVConnect Level 3, 1-Yr License | EVConnect Level 3 1-Yr License | EVConnect Level 3 1-Yr License | EVConnect Level 3 1-Yr License | EA | 789.92 | 782.0208 | 1% | N/A
47QMCA22A000Y | VERDEK, LLC | EV CONNECT | No - Product is undergoing FedRAMP review and will not be available for ordering through the BPAs until this process is complete and the platform this product operates on receives an ATO designation or it has been determined does not require one. Purchase this product today through GSA Advantage, but agencies will need to evaluate each product at the agency level to ensure it meets all agency-specific privacy, IT, and cyber supply chain requirements. | EVConnect Level 3, 3-Yr License | EVConnect Level 3 3-Yr License | EVConnect Level 3 3-Yr License | EVConnect Level 3 3-Yr License | EA | 2369.77 | 2346.0723 | 1% | N/A
47QMCA22A000Y | VERDEK, LLC | EV CONNECT | No - Product is undergoing FedRAMP review and will not be available for ordering through the BPAs until this process is complete and the platform this product operates on receives an ATO designation or it has been determined does not require one. Purchase this product today through GSA Advantage, but agencies will need to evaluate each product at the agency level to ensure it meets all agency-specific privacy, IT, and cyber supply chain requirements. | EVConnect Level 3, 5-Yr License | EVConnect Level 3 5-Yr License | EVConnect Level 3 5-Yr License | EVConnect Level 3 5-Yr License | EA | 3949.62 | 3910.1238 | 1% | N/A
47QMCA22A000Y | VERDEK, LLC | EV CONNECT | No - Product is undergoing FedRAMP review and will not be available for ordering through the BPAs until this process is complete and the platform this product operates on receives an ATO designation or it has been determined does not require one. Purchase this product today through GSA Advantage, but agencies will need to evaluate each product at the agency level to ensure it meets all agency-specific privacy, IT, and cyber supply chain requirements. | EVConnect Level 2, 1-Yr License | EVConnect Level 2 1-Yr License | EVConnect Level 2 1-Yr License | EVConnect Level 2 1-Yr License | EA | 592.44 | 586.5156 | 1% | N/A
47QMCA22A000Y | VERDEK, LLC | EV CONNECT | No - Product is undergoing FedRAMP review and will not be available for ordering through the BPAs until this process is complete and the platform this product operates on receives an ATO designation or it has been determined does not require one. Purchase this product today through GSA Advantage, but agencies will need to evaluate each product at the agency level to ensure it meets all agency-specific privacy, IT, and cyber supply chain requirements. | EVConnect Level 2, 3-Yr License | EVConnect Level2 3-Yr License | EVConnect Level 2 3-Yr License | EVConnect Level2 3-Yr License | EA | 1777.33 | 1759.5567 | 1% | N/A
47QMCA22A000Y | VERDEK, LLC | EV CONNECT | No - Product is undergoing FedRAMP review and will not be available for ordering through the BPAs until this process is complete and the platform this product operates on receives an ATO designation or it has been determined does not require one. Purchase this product today through GSA Advantage, but agencies will need to evaluate each product at the agency level to ensure it meets all agency-specific privacy, IT, and cyber supply chain requirements. | EVConnect Level 2, 5-Yr License | EVConnect Level2 5-Yr License | EVConnect Level 2 5-Yr License | EVConnect Level2 5-Yr License | EA | 2962.22 | 2932.5978 | 1% | N/A
47QMCA22A000Y | VERDEK, LLC | CHARGEPOINT | Yes - Product has completed FedRAMP review and the platform this product operates on has received an ATO designation. | CPCLD-POWER-1 | CPCLD-POWER-1 | CPCLD-POWER-1 | Prepaid Power Cloud Plan subscription with station management features such as Basic Fleet Vehicle Management, Automatic Software Updates, and basic Power Sharing. Real-time dashboards and reports provided for applicable features. Station Activation purchase required. | EA | 229.42 | 227.1258 | 0.01 | N/A
47QMCA22A000Y | VERDEK, LLC | CHARGEPOINT | Yes - Product has completed FedRAMP review and the platform this product operates on has received an ATO designation. | CPCLD-POWER-2 | CPCLD-POWER-2 | CPCLD-POWER-2 | Prepaid Power Cloud Plan subscription with station management features such as Basic Fleet Vehicle Management, Automatic Software Updates, and basic Power Sharing. Real-time dashboards and reports provided for applicable features. Station Activation purchase required. | EA | 448.87 | 444.3813 | 0.01 | N/A
47QMCA22A000Y | VERDEK, LLC | CHARGEPOINT | Yes - Product has completed FedRAMP review and the platform this product operates on has received an ATO designation. | CPCLD-POWER-3 | CPCLD-POWER-3 | CPCLD-POWER-3 | Prepaid Power Cloud Plan subscription with station management features such as Basic Fleet Vehicle Management, Automatic Software Updates, and basic Power Sharing. Real-time dashboards and reports provided for applicable features. Station Activation purchase required. | EA | 658.34 | 651.7566 | 0.01 | N/A
47QMCA22A000Y | VERDEK, LLC | CHARGEPOINT | Yes - Product has completed FedRAMP review and the platform this product operates on has received an ATO designation. | CPCLD-POWER-4 | CPCLD-POWER-4 | CPCLD-POWER-4 | Prepaid Power Cloud Plan subscription with station management features such as Basic Fleet Vehicle Management, Automatic Software Updates, and basic Power Sharing. Real-time dashboards and reports provided for applicable features. Station Activation purchase required. | EA | 852.85 | 844.3215 | 0.01 | N/A
47QMCA22A000Y | VERDEK, LLC | CHARGEPOINT | Yes - Product has completed FedRAMP review and the platform this product operates on has received an ATO designation. | CPCLD-POWER-5 | CPCLD-POWER-5 | CPCLD-POWER-5 | Prepaid Power Cloud Plan subscription with station management features such as Basic Fleet Vehicle Management, Automatic Software Updates, and basic Power Sharing. Real-time dashboards and reports provided for applicable features. Station Activation purchase required. | EA | 1032.39 | 1022.0661 | 0.01 | N/A
47QMCA22A000Y | VERDEK, LLC | CHARGEPOINT | Yes - Product has completed FedRAMP review and the platform this product operates on has received an ATO designation. | CPCLD-FLEETCOMM-1 | CPCLD-FLEETCOMM-1 | CPCLD-FLEETCOMM-1 | CPCLD-FLEETCOMM-1 | EA | 304.23 | 301.1877 | 0.01 | N/A
47QMCA22A000Y | VERDEK, LLC | CHARGEPOINT | Yes - Product has completed FedRAMP review and the platform this product operates on has received an ATO designation. | CPCLD-FLEETCOMM-2 | CPCLD-FLEETCOMM-2 | CPCLD-FLEETCOMM-2 | CPCLD-FLEETCOMM-2 | EA | 593.5 | 587.565 | 0.01 | N/A
47QMCA22A000Y | VERDEK, LLC | CHARGEPOINT | Yes - Product has completed FedRAMP review and the platform this product operates on has received an ATO designation. | CPCLD-FLEETCOMM-3 | CPCLD-FLEETCOMM-3 | CPCLD-FLEETCOMM-3 | CPCLD-FLEETCOMM-3 | EA | 867.81 | 859.1319 | 0.01 | N/A
47QMCA22A000Y | VERDEK, LLC | CHARGEPOINT | Yes - Product has completed FedRAMP review and the platform this product operates on has received an ATO designation. | CPCLD-FLEETCOMM-4 | CPCLD-FLEETCOMM-4 | CPCLD-FLEETCOMM-4 | CPCLD-FLEETCOMM-4 | EA | 1127.15 | 1115.8785 | 0.01 | N/A
47QMCA22A000Y | VERDEK, LLC | CHARGEPOINT | Yes - Product has completed FedRAMP review and the platform this product operates on has received an ATO designation. | CPCLD-FLEETCOMM-5 | CPCLD-FLEETCOMM-5 | CPCLD-FLEETCOMM-5 | CPCLD-FLEETCOMM-5 | EA | 1371.54 | 1357.8246 | 0.01 | N/A
47QMCA22A000Y | VERDEK, LLC | CHARGEPOINT | Yes - Product has completed FedRAMP review and the platform this product operates on has received an ATO designation. | CPCLD-FLEETENT-1 | CPCLD-FLEETENT-1 | CPCLD-FLEETENT-1 | Fleet Enterprise Cloud Plan subscription. Includes advanced station management features such as: Automatic Software Updates, fleet management features including: Access Control and Pricing & Automatic Payment Collection, as well as advanced energy and power management features which include: Time of Use Power Sharing and Energy Management APIs. Real-time dashboards and reports provided for applicable features including 15 min meter data readings and associated advanced energy reports. | EA | 438.89 | 434.5011 | 0.01 | N/A
47QMCA22A000Y | VERDEK, LLC | CHARGEPOINT | Yes - Product has completed FedRAMP review and the platform this product operates on has received an ATO designation. | CPCLD-FLEETENT-2 | CPCLD-FLEETENT-2 | CPCLD-FLEETENT-2 | Fleet Enterprise Cloud Plan subscription. Includes advanced station management features such as: Automatic Software Updates, fleet management features including: Access Control and Pricing & Automatic Payment Collection, as well as advanced energy and power management features which include: Time of Use Power Sharing and Energy Management APIs. Real-time dashboards and reports provided for applicable features including 15 min meter data readings and associated advanced energy reports. | EA | 857.83 | 849.2517 | 0.01 | N/A
47QMCA22A000Y | VERDEK, LLC | CHARGEPOINT | Yes - Product has completed FedRAMP review and the platform this product operates on has received an ATO designation. | CPCLD-FLEETENT-3 | CPCLD-FLEETENT-3 | CPCLD-FLEETENT-3 | Fleet Enterprise Cloud Plan subscription. Includes advanced station management features such as: Automatic Software Updates, fleet management features including: Access Control and Pricing & Automatic Payment Collection, as well as advanced energy and power management features which include: Time of Use Power Sharing and Energy Management APIs. Real-time dashboards and reports provided for applicable features including 15 min meter data readings and associated advanced energy reports. | EA | 1251.84 | 1239.3216 | 0.01 | N/A
47QMCA22A000Y | VERDEK, LLC | CHARGEPOINT | Yes - Product has completed FedRAMP review and the platform this product operates on has received an ATO designation. | CPCLD-FLEETENT-4 | CPCLD-FLEETENT-4 | CPCLD-FLEETENT-4 | Fleet Enterprise Cloud Plan subscription. Includes advanced station management features such as: Automatic Software Updates, fleet management features including: Access Control and Pricing & Automatic Payment Collection, as well as advanced energy and power management features which include: Time of Use Power Sharing and Energy Management APIs. Real-time dashboards and reports provided for applicable features including 15 min meter data readings and associated advanced energy reports. | EA | 1620.91 | 1604.7009 | 0.01 | N/A
47QMCA22A000Y | VERDEK, LLC | CHARGEPOINT | Yes - Product has completed FedRAMP review and the platform this product operates on has received an ATO designation. | CPCLD-FLEETENT-5 | CPCLD-FLEETENT-5 | CPCLD-FLEETENT-5 | Fleet Enterprise Cloud Plan subscription. Includes advanced station management features such as: Automatic Software Updates, fleet management features including: Access Control and Pricing & Automatic Payment Collection, as well as advanced energy and power management features which include: Time of Use Power Sharing and Energy Management APIs. Real-time dashboards and reports provided for applicable features including 15 min meter data readings and associated advanced energy reports. | EA | 1975.01 | 1955.2599 | 0.01 | N/A

## CLIN 0009 - Operation, Repair &
BPA Number | Organization Name | MANUFACTURER NAME | Available for Order Through BPA Today | MFR PART NO | DEALER PART NO (if applicable) | PRODUCT NAME | PRODUCT DESCRIPTION | UOI | DISCOUNT PRICE OFFERED TO GSA (including IFF) | BPA Price Offered | BPA Discount to MAS | Additional Quantity/Volume Discounts | Parts Discount
47QMCA22A0003 | APOLLO SUNGUARD SYSTEMS, INC. | ChargePoint | Yes | CPF-ASSURE1 | N/A | CPF 1YR PREPAID ASSURE PLAN | CPF-ASSURE1 CPF 1yr Prepaid Assure Plan - Full-service maintenance and support program covering all parts and on-site labor per single port on a CPF25 station. Assure also includes station management, remote monitoring, standard monthly summary report, quarterly detailed station usage, and performance metrics. Successful Site Validation required to activate this product. Two units of Assure should be ordered for CPF Dual Stations | EA | 201.38 | 193.8887 | 3.72% | N/A
47QMCA22A0003 | APOLLO SUNGUARD SYSTEMS, INC. | ChargePoint | Yes | CPF-ASSURE2 | NA | CPF 2yr Prepaid Assure Plan | CPF 2yr Prepaid Assure Plan - Full-service maintenance and support program covering all parts and on-site labor per single port on a CPF25 station. Assure also includes station management, remote monitoring, standard monthly summary report, quarterly detailed station usage, and performance metrics. Successful Site Validation required to activate this product. Two units of Assure should be ordered for CPF Dual Stations | EA | 354.82 | 341.6207 | 3.72% | N/A
47QMCA22A0003 | APOLLO SUNGUARD SYSTEMS, INC. | ChargePoint | Yes | CPF-ASSURE3 | N/A | CPF 3YR PREPAID ASSURE PLAN | CPF-ASSURE3 CPF 3yr Prepaid Assure Plan - Full-service maintenance and support program covering all parts and on-site labor per single port on a CPF25 station. Assure also includes station management, remote monitoring, standard monthly summary report, quarterly detailed station usage, and performance metrics. Successful Site Validation required to activate this product. Two units of Assure should be ordered for CPF Dual Stations | EA | 513.05 | 493.9645 | 3.72% | N/A
47QMCA22A0003 | APOLLO SUNGUARD SYSTEMS, INC. | ChargePoint | Yes | CPF-ASSURE4 | NA | CPF 4yr Prepaid Assure Plan | CPF 4yr Prepaid Assure Plan - Full-service maintenance and support program covering all parts and on-site labor per single port on a CPF25 station. Assure also includes station management, remote monitoring, standard monthly summary report, quarterly detailed station usage, and performance metrics. Successful Site Validation required to activate this product. Two units of Assure should be ordered for CPF Dual Stations | EA | 666.48 | 641.6869 | 3.72% | N/A
47QMCA22A0003 | APOLLO SUNGUARD SYSTEMS, INC. | ChargePoint | Yes | CPF-ASSURE5 | N/A | CPF 5YR PREPAID ASSURE PLAN | CPF-ASSURE5 CPF 5yr Prepaid Assure Plan - Full-service maintenance and support program covering all parts and on-site labor per single port on a CPF25 station. Assure also includes station management, remote monitoring, standard monthly summary report, quarterly detailed station usage, and performance metrics. Successful Site Validation required to activate this product. Two units of Assure should be ordered for CPF Dual Stations | EA | 680.87 | 655.5416 | 3.72% | N/A
47QMCA22A0003 | APOLLO SUNGUARD SYSTEMS, INC. | ChargePoint | Yes | CT4000-ASSURE1 | N/A | CT4000 FAMILY ASSURE PLAN - 1 YEAR | CT4000-ASSURE1 1yr Prepaid Assure Plan - Assure is the most comprehensive parts and on-site labor warranty. Parts and On-Site Labor to repair or replace any manufacturing defect and includes station management, remote monitoring of station and proactive repair dispatch. A successful Site Validation is required to activate any ChargePoint Assure product. Assure is priced per station. | EA | 743.19 | 715.5433 | 3.72% | N/A
47QMCA22A0003 | APOLLO SUNGUARD SYSTEMS, INC. | ChargePoint | Yes | CT4000-ASSURE2 | NA | CT4000 FamilyAssure Plan - 2 Years | 2yr Prepaid Assure Plan - Assure is the most comprehensive parts and on-site labor warranty. Parts and On-Site Labor to repair or replace any manufacturing defect and includes station management, remote monitoring of station and proactive repair dispatch. A successful Site Validation is required to activate any ChargePoint Assure product. Site Validations are sold separately. Assure is priced per station. | EA | 1419.26 | 1366.4635 | 3.72% | N/A
47QMCA22A0003 | APOLLO SUNGUARD SYSTEMS, INC. | ChargePoint | Yes | CT4000-ASSURE3 | N/A | CT4000 FAMILYASSURE PLAN - 3 YEARS | CT4000-ASSURE3 3yr Prepaid Assure Plan - Assure is the most comprehensive parts and on-site labor warranty. Parts and On-Site Labor to repair or replace any manufacturing defect and includes station management, remote monitoring of station and proactive repair dispatch. A successful Site Validation is required to activate any ChargePoint Assure product. Site Validations are sold separately. Assure is priced per station. | EA | 2076.16 | 1998.9268 | 3.72% | N/A
47QMCA22A0003 | APOLLO SUNGUARD SYSTEMS, INC. | ChargePoint | Yes | CT4000-ASSURE4 | NA | CT4000 FamilyAssure Plan - 4 Years | 4yr Prepaid Assure Plan - Assure is the most comprehensive parts and on-site labor warranty. Parts and On-Site Labor to repair or replace any manufacturing defect and includes station management, remote monitoring of station and proactive repair dispatch. A successful Site Validation is required to activate any ChargePoint Assure product. Site Validations are sold separately. Assure is priced per station. | EA | 2478.92 | 2386.7042 | 3.72% | N/A
47QMCA22A0003 | APOLLO SUNGUARD SYSTEMS, INC. | ChargePoint | Yes | CT4000-ASSURE5 | N/A | CT4000 FAMILYASSURE PLAN - 5 YEARS | CT4000-ASSURE5 5yr Prepaid Assure Plan - Assure is the most comprehensive parts and on-site labor warranty. Parts and On-Site Labor to repair or replace any manufacturing defect and includes station management, remote monitoring of station and proactive repair dispatch. A successful Site Validation is required to activate any ChargePoint Assure product. Site Validations are sold separately. Site Validation and Activation are free if purchasing ASSURE5. Assure is priced per station. | EA | 2512.49 | 2419.0254 | 3.72% | N/A
47QMCA22A0003 | APOLLO SUNGUARD SYSTEMS, INC. | ChargePoint | Yes | CPE250 - ASSURE1 | N/A | CPE250 - ASSURE1 | CPE250-ASSURE1 1yr Prepaid Assure Plan (two power modules) - Assure is the most comprehensive parts and on-site labor warranty. Parts and On-Site Labor to repair or replace any manufacturing defect and includes station management, remote monitoring of station and proactive repair dispatch. A successful Site Validation is required to activate any ChargePoint Assure product. Site Validations are sold separately. List price is per power module. CPE250 station contains two power modules. | EA | 4229.04 | 4071.7197 | 3.72% | N/A
47QMCA22A0003 | APOLLO SUNGUARD SYSTEMS, INC. | ChargePoint | Yes | CPE250 - ASSURE2 | NA | CPE250 - ASSURE2 | 2yr Prepaid Assure Plan (two power modules) - Assure is the most comprehensive parts and on-site labor warranty. Parts and On-Site Labor to repair or replace any manufacturing defect and includes station management, remote monitoring of station and proactive repair dispatch. A successful Site Validation is required to activate any ChargePoint Assure product. Site Validations are sold separately. List price is per power module. CPE250 station contains two power modules. | EA | 8055.3 | 8055.3 | 3.72% | N/A
47QMCA22A0003 | APOLLO SUNGUARD SYSTEMS, INC. | ChargePoint | Yes | CPE250 - ASSURE3 | N/A | CPE250 - ASSURE3 | CPE250-ASSURE3 3yr Prepaid Assure Plan (two power modules) - Assure is the most comprehensive parts and on-site labor warranty. Parts and On-Site Labor to repair or replace any manufacturing defect and includes station management, remote monitoring of station and proactive repair dispatch. A successful Site Validation is required to activate any ChargePoint Assure product. Site Validations are sold separately. List price is per power module. CPE250 station contains two power modules. | EA | 11176.74 | 10760.9653 | 3.72% | N/A
47QMCA22A0003 | APOLLO SUNGUARD SYSTEMS, INC. | ChargePoint | Yes | CPE250 - ASSURE4 | NA | CPE250 - ASSURE4 | 4yr Prepaid Assure Plan (two power modules) - Assure is the most comprehensive parts and on-site labor warranty. Parts and On-Site Labor to repair or replace any manufacturing defect and includes station management, remote monitoring of station and proactive repair dispatch. A successful Site Validation is required to activate any ChargePoint Assure product. Site Validations are sold separately. List price is per power module. CPE250 station contains two power modules. | EA | 13694.03 | 13694.03 | 3.72% | N/A
47QMCA22A0003 | APOLLO SUNGUARD SYSTEMS, INC. | ChargePoint | Yes | CPE250 - ASSURE 5 | N/A | CPE250 - ASSURE 5 | CPE250-ASSURE5 5yr Prepaid Assure Plan (two power modules) - Assure is the most comprehensive parts and on-site labor warranty. Parts and On-Site Labor to repair or replace any manufacturing defect and includes station management, remote monitoring of station and proactive repair dispatch. A successful Site Validation is required to activate any ChargePoint Assure product. Site Validations are sold separately. List price is per power module. CPE250 station contains two power modules. | EA | 15607.16 | 15026.5736 | 3.72% | N/A
47QMCA22A0003 | APOLLO SUNGUARD SYSTEMS, INC. | ChargePoint | Yes | EXPP-BLOCK-ASSURE-1 | N/A | EXPP 1 Year Assure Plan - 1 Year Plan | 1 prepaid year of ChargePoint Assure for EXPP-BLOCK. Includes Parts and Labor Warranty, Remote Technical Support, On-Site Repairs when needed, Unlimited Configuration Changes, and Reporting. | EA | 7249.98 | 6980.2807 | 3.72% | N/A
47QMCA22A0003 | APOLLO SUNGUARD SYSTEMS, INC. | ChargePoint | Yes | EXPP-BLOCK-ASSURE-2 | N/A | EXPP 2 Year Assure Plan - 2 Year Plan | 2 prepaid years of ChargePoint Assure for EXPP-BLOCK. Includes Parts and Labor Warranty, Remote Technical Support, On-Site Repairs when needed, Unlimited Configuration Changes, and Reporting. | EA | 14058.83 | 13535.8415 | 3.72% | N/A
47QMCA22A0003 | APOLLO SUNGUARD SYSTEMS, INC. | ChargePoint | Yes | EXPP-BLOCK-ASSURE-3 | N/A | EXPP 3 Year Assure Plan - 3 Year Plan | 3 prepaid years of ChargePoint Assure for EXPP-BLOCK. Includes Parts and Labor Warranty, Remote Technical Support, On-Site Repairs when needed, Unlimited Configuration Changes, and Reporting. | EA | 19999.79 | 19255.7978 | 3.72% | N/A
47QMCA22A0003 | APOLLO SUNGUARD SYSTEMS, INC. | ChargePoint | Yes | EXPP-BLOCK-ASSURE-4 | N/A | EXPP 4 Year Assure Plan - 4 Year Plan | 4 prepaid years of ChargePoint Assure for EXPP-BLOCK. Includes Parts and Labor Warranty, Remote Technical Support, On-Site Repairs when needed, Unlimited Configuration Changes, and Reporting. | EA | 25816.08 | 24855.7218 | 3.72% | N/A
47QMCA22A0003 | APOLLO SUNGUARD SYSTEMS, INC. | ChargePoint | Yes | EXPP-BLOCK-ASSURE-5 | N/A | EXPP 5 Year Assure Plan - 5 Year Plan | 5 prepaid years of ChargePoint Assure for EXPP-BLOCK. Includes Parts and Labor Warranty, Remote Technical Support, On-Site Repairs when needed, Unlimited Configuration Changes, and Reporting. | EA | 31167.25 | 30007.8283 | 3.72% | N/A
47QMCA22A0003 | APOLLO SUNGUARD SYSTEMS, INC. | ChargePoint | Yes | EXPP-PL1000-DC-ASSURE-1 | N/A | EXPP 1 Year Assure Plan | 1 prepaid year of ChargePoint Assure for the Dual Cable EXPP-PL1000. Includes Parts and Labor Warranty, Remote Technical Support, On-Site Repairs when needed, Unlimited Configuration Changes, and Reporting. | EA | 1903.6 | 1832.7861 | 3.72% | N/A
47QMCA22A0003 | APOLLO SUNGUARD SYSTEMS, INC. | ChargePoint | Yes | EXPP-PL1000-DC-ASSURE-2 | N/A | EXPP 2 Year Assure Plan | 2 prepaid years of ChargePoint Assure for the Dual Cable EXPP-PL1000. Includes Parts and Labor Warranty, Remote Technical Support, On-Site Repairs when needed, Unlimited Configuration Changes, and Reporting. | EA | 3687.32 | 3550.1517 | 3.72% | N/A
47QMCA22A0003 | APOLLO SUNGUARD SYSTEMS, INC. | ChargePoint | Yes | EXPP-PL1000-DC-ASSURE-3 | N/A | EXPP 3 Year Assure Plan | 3 prepaid years of ChargePoint Assure for the Dual Cable EXPP-PL1000. Includes Parts and Labor Warranty, Remote Technical Support, On-Site Repairs when needed, Unlimited Configuration Changes, and Reporting. | EA | 5255.27 | 5059.774 | 3.72% | N/A
47QMCA22A0003 | APOLLO SUNGUARD SYSTEMS, INC. | ChargePoint | Yes | EXPP-PL1000-DC-ASSURE-4 | N/A | EXPP 4 Year Assure Plan | 4 prepaid years of ChargePoint Assure for the Dual Cable EXPP-PL1000. Includes Parts and Labor Warranty, Remote Technical Support, On-Site Repairs when needed, Unlimited Configuration Changes, and Reporting. | EA | 6765.69 | 6514.0063 | 3.72% | N/A
47QMCA22A0003 | APOLLO SUNGUARD SYSTEMS, INC. | ChargePoint | Yes | EXPP-PL1000-DC-ASSURE-5 | N/A | EXPP 5 Year Assure Plan | 5 prepaid years of ChargePoint Assure for the Dual Cable EXPP-PL1000. Includes Parts and Labor Warranty, Remote Technical Support, On-Site Repairs when needed, Unlimited Configuration Changes, and Reporting. | EA | 8208.98 | 7903.6059 | 3.72% | N/A
47QMCA22A0003 | APOLLO SUNGUARD SYSTEMS, INC. | ChargePoint | Yes | EXPP-PL1000-SC-ASSURE-1 | N/A | EXPP 1 Year Assure Plan | 1 prepaid year of ChargePoint Assure for the Single Cable EXPP-PL1000. Includes Parts and Labor Warranty, Remote Technical Support, On-Site Repairs when needed, Unlimited Configuration Changes, and Reporting. | EA | 1601.52 | 1541.9435 | 3.72% | N/A
47QMCA22A0003 | APOLLO SUNGUARD SYSTEMS, INC. | ChargePoint | Yes | EXPP-PL1000-SC-ASSURE-2 | N/A | EXPP 2 Year Assure Plan | 2 prepaid years of ChargePoint Assure for the Single Cable EXPP-PL1000. Includes Parts and Labor Warranty, Remote Technical Support, On-Site Repairs when needed, Unlimited Configuration Changes, and Reporting. | EA | 3102.34 | 2986.933 | 3.72% | N/A
47QMCA22A0003 | APOLLO SUNGUARD SYSTEMS, INC. | ChargePoint | Yes | EXPP-PL1000-SC-ASSURE-3 | N/A | EXPP 3 Year Assure Plan | 3 prepaid years of ChargePoint Assure for the Single Cable EXPP-PL1000. Includes Parts and Labor Warranty, Remote Technical Support, On-Site Repairs when needed, Unlimited Configuration Changes, and Reporting. | EA | 4411.37 | 4247.267 | 3.72% | N/A
47QMCA22A0003 | APOLLO SUNGUARD SYSTEMS, INC. | ChargePoint | Yes | EXPP-PL1000-SC-ASSURE-4 | N/A | EXPP 4 Year Assure Plan | 4 prepaid years of ChargePoint Assure for the Single Cable EXPP-PL1000. Includes Parts and Labor Warranty, Remote Technical Support, On-Site Repairs when needed, Unlimited Configuration Changes, and Reporting. | EA | 5720.39 | 5507.5915 | 3.72% | N/A
47QMCA22A0003 | APOLLO SUNGUARD SYSTEMS, INC. | ChargePoint | Yes | EXPP-PL1000-SC-ASSURE-5 | N/A | EXPP 5 Year Assure Plan | 5 prepaid years of ChargePoint Assure for the Single Cable EXPP-PL1000. Includes Parts and Labor Warranty, Remote Technical Support, On-Site Repairs when needed, Unlimited Configuration Changes, and Reporting. | EA | 6899.95 | 6643.2719 | 3.72% | N/A
47QMCA22A0003 | APOLLO SUNGUARD SYSTEMS, INC. | ChargePoint | Yes | CP6000-ASSURE-1 | N/A | CP6000 1 Year Assure Plan | 1 prepaid year of ChargePoint Assure for CP6000 stations. Includes Parts and Labor Warranty, Remote Technical Support, On-Site Repairs when needed, Unlimited Configuration Changes, and Reporting. | EA | 556.21 | 535.519 | 3.72% | N/A
47QMCA22A0003 | APOLLO SUNGUARD SYSTEMS, INC. | ChargePoint | Yes | CP6000-ASSURE-2 | N/A | CP6000 2 Year Assure Plan | 2 prepaid years of ChargePoint Assure for CP6000 stations. Includes Parts and Labor Warranty, Remote Technical Support, On-Site Repairs when needed, Unlimited Configuration Changes, and Reporting. | EA | 1069.28 | 1029.5028 | 3.72% | N/A
47QMCA22A0003 | APOLLO SUNGUARD SYSTEMS, INC. | ChargePoint | Yes | CP6000-ASSURE-3 | N/A | CP6000 3 Year Assure Plan | 3 prepaid years of ChargePoint Assure for CP6000 stations. Includes Parts and Labor Warranty, Remote Technical Support, On-Site Repairs when needed, Unlimited Configuration Changes, and Reporting. | EA | 1539.18 | 1481.9225 | 3.72% | N/A
47QMCA22A0003 | APOLLO SUNGUARD SYSTEMS, INC. | ChargePoint | Yes | CP6000-ASSURE-4 | N/A | CP6000 4 Year Assure Plan | 4 prepaid years of ChargePoint Assure for CP6000 stations. Includes Parts and Labor Warranty, Remote Technical Support, On-Site Repairs when needed, Unlimited Configuration Changes, and Reporting. | EA | 1975.53 | 1902.0403 | 3.72% | N/A
47QMCA22A0003 | APOLLO SUNGUARD SYSTEMS, INC. | ChargePoint | Yes | CP6000-ASSURE-5 | N/A | CP6000 5 Year Assure Plan | 5 prepaid years of ChargePoint Assure for CP6000 stations. Includes Parts and Labor Warranty, Remote Technical Support, On-Site Repairs when needed, Unlimited Configuration Changes, and Reporting. | EA | 2368.72 | 2280.6036 | 3.72% | N/A
47QMCA22A0003 | APOLLO SUNGUARD SYSTEMS, INC. | ChargePoint | Yes | CP6000-SPARES-FWD-REN | N/A | Coterminous Renewal | Coterminous Renewal | EA | 4.8 | 4.6214 | 3.72% | N/A
47QMCA22A0003 | APOLLO SUNGUARD SYSTEMS, INC. | ChargePoint | Yes | CP6000-ASSURE-REN | N/A | Prepaid coterminous renewal of ChargePoint Assure for CP6000 stations. Includes Parts and Labor Warranty, Remote Technical Support, On-Site Repairs when needed, Unlimited Configuration Changes, and Reporting. | Prepaid coterminous renewal of ChargePoint Assure for CP6000 stations. Includes Parts and Labor Warranty, Remote Technical Support, On-Site Repairs when needed, Unlimited Configuration Changes, and Reporting. | EA | 556.21 | 535.519 | 3.72% | N/A
47QMCA22A0003 | APOLLO SUNGUARD SYSTEMS, INC. | ChargePoint | Yes | CP6000-ASSUREPRO-1 | N/A | 1 prepaid year of ChargePoint AssurePro for CP6000 stations. | 1 prepaid year of ChargePoint AssurePro for CP6000 stations. | EA | 795.96 | 766.3503 | 3.72% | N/A
47QMCA22A0003 | APOLLO SUNGUARD SYSTEMS, INC. | ChargePoint | Yes | CP6000-ASSUREPRO-REN | N/A | Prepaid coterminous renewal of ChargePoint AssurePro for CP6000 stations. | Prepaid coterminous renewal of ChargePoint AssurePro for CP6000 stations. | EA | 795.96 | 766.3503 | 3.72% | N/A
47QMCA22A0003 | APOLLO SUNGUARD SYSTEMS, INC. | ChargePoint | Yes | CP6000-ASSUREPRO-2 | N/A | 2 prepaid years of ChargePoint AssurePro for CP6000 stations. | 2 prepaid years of ChargePoint AssurePro for CP6000 stations. | EA | 1553.57 | 1495.7772 | 3.72% | N/A
47QMCA22A0003 | APOLLO SUNGUARD SYSTEMS, INC. | ChargePoint | Yes | CP6000-ASSUREPRO-3 | N/A | 3 prepaid years of ChargePoint AssurePro for CP6000 stations. | 3 prepaid years of ChargePoint AssurePro for CP6000 stations. | EA | 2186.5 | 2105.1622 | 3.72% | N/A
47QMCA22A0003 | APOLLO SUNGUARD SYSTEMS, INC. | ChargePoint | Yes | CP6000-ASSUREPRO-4 | N/A | 4 prepaid years of ChargePoint AssurePro for CP6000 stations. | 4 prepaid years of ChargePoint AssurePro for CP6000 stations. | EA | 2838.62 | 2733.0233 | 3.72% | N/A
47QMCA22A0003 | APOLLO SUNGUARD SYSTEMS, INC. | ChargePoint | Yes | CP6000-ASSURE-6 | N/A | 6 prepaid years of ChargePoint Assure for CP6000 stations. Includes Parts and Labor Warranty, Remote Technical Support, On-Site Repairs when needed, Unlimited Configuration Changes, and Reporting. | 6 prepaid years of ChargePoint Assure for CP6000 stations. Includes Parts and Labor Warranty, Remote Technical Support, On-Site Repairs when needed, Unlimited Configuration Changes, and Reporting. | EA | 3140.71 | 3023.8756 | 3.72% | N/A
47QMCA22A0003 | APOLLO SUNGUARD SYSTEMS, INC. | ChargePoint | Yes | CP6000-ASSUREPRO-5 | N/A | 5 prepaid years of ChargePoint AssurePro for CP6000 stations. | 5 prepaid years of ChargePoint AssurePro for CP6000 stations. | EA | 3404.42 | 3277.7756 | 3.72% | N/A
47QMCA22A0003 | APOLLO SUNGUARD SYSTEMS, INC. | ChargePoint | Yes | CPE280-ASSURE-1 | N/A | 1 prepaid year of ChargePoint Assure for CPE280 stations. Includes Parts and Labor Warranty, Remote Technical Support, On-Site Repairs when needed, Unlimited Configuration Changes, and Reporting. | 1 prepaid year of ChargePoint Assure for CPE280 stations. Includes Parts and Labor Warranty, Remote Technical Support, On-Site Repairs when needed, Unlimited Configuration Changes, and Reporting. | EA | 3481.14 | 3351.6416 | 3.72% | N/A
47QMCA22A0003 | APOLLO SUNGUARD SYSTEMS, INC. | ChargePoint | Yes | CP6000-ASSURE-7 | N/A | 7 prepaid years of ChargePoint Assure for CP6000 stations. Includes Parts and Labor Warranty, Remote Technical Support, On-Site Repairs when needed, Unlimited Configuration Changes, and Reporting. | 7 prepaid years of ChargePoint Assure for CP6000 stations. Includes Parts and Labor Warranty, Remote Technical Support, On-Site Repairs when needed, Unlimited Configuration Changes, and Reporting. | EA | 3807.2 | 3665.5722 | 3.72% | N/A
47QMCA22A0003 | APOLLO SUNGUARD SYSTEMS, INC. | ChargePoint | Yes | CPE280-ASSURE-REN | N/A | Prepaid coterminous renewal of ChargePoint Assure for CPE280 stations. Includes Parts and Labor Warranty, Remote Technical Support, On-Site Repairs when needed, Unlimited Configuration Changes, and Reporting. | Prepaid coterminous renewal of ChargePoint Assure for CPE280 stations. Includes Parts and Labor Warranty, Remote Technical Support, On-Site Repairs when needed, Unlimited Configuration Changes, and Reporting. | EA | 3999 | 3850.2372 | 3.72% | N/A
47QMCA22A0003 | APOLLO SUNGUARD SYSTEMS, INC. | ChargePoint | Yes | CP6000-ASSURE-8 | N/A | 8 prepaid years of ChargePoint Assure for CP6000 stations. Includes Parts and Labor Warranty, Remote Technical Support, On-Site Repairs when needed, Unlimited Configuration Changes, and Reporting. | 8 prepaid years of ChargePoint Assure for CP6000 stations. Includes Parts and Labor Warranty, Remote Technical Support, On-Site Repairs when needed, Unlimited Configuration Changes, and Reporting. | EA | 4996.35 | 4810.4858 | 3.72% | N/A
47QMCA22A0003 | APOLLO SUNGUARD SYSTEMS, INC. | ChargePoint | Yes | CP6000-ASSURE-9 | N/A | 9 prepaid years of ChargePoint Assure for CP6000 stations. Includes Parts and Labor Warranty, Remote Technical Support, On-Site Repairs when needed, Unlimited Configuration Changes, and Reporting. | 9 prepaid years of ChargePoint Assure for CP6000 stations. Includes Parts and Labor Warranty, Remote Technical Support, On-Site Repairs when needed, Unlimited Configuration Changes, and Reporting. | EA | 5710.8 | 5498.3582 | 3.72% | N/A
47QMCA22A0003 | APOLLO SUNGUARD SYSTEMS, INC. | ChargePoint | Yes | CPE280-ASSUREPRO-1 | N/A | 1 year prepaid Assure Pro for CPE280 stations. | 1 year prepaid Assure Pro for CPE280 stations. | EA | 6290.99 | 6056.9652 | 3.72% | N/A
47QMCA22A0003 | APOLLO SUNGUARD SYSTEMS, INC. | ChargePoint | Yes | CP6000-ASSURE-10 | N/A | 10 prepaid years of ChargePoint Assure for CP6000 stations. Includes Parts and Labor Warranty, Remote Technical Support, On-Site Repairs when needed, Unlimited Configuration Changes, and Reporting. | 10 prepaid years of ChargePoint Assure for CP6000 stations. Includes Parts and Labor Warranty, Remote Technical Support, On-Site Repairs when needed, Unlimited Configuration Changes, and Reporting. | EA | 6545.13 | 6301.6512 | 3.72% | N/A
47QMCA22A0003 | APOLLO SUNGUARD SYSTEMS, INC. | ChargePoint | Yes | CPE280-ASSURE-2 | N/A | 2 prepaid year of ChargePoint Assure for CPE280 stations. Includes Parts and Labor Warranty, Remote Technical Support, On-Site Repairs when needed, Unlimited Configuration Changes, and Reporting. | 2 prepaid year of ChargePoint Assure for CPE280 stations. Includes Parts and Labor Warranty, Remote Technical Support, On-Site Repairs when needed, Unlimited Configuration Changes, and Reporting. | EA | 6674.59 | 6426.2953 | 3.72% | N/A
47QMCA22A0003 | APOLLO SUNGUARD SYSTEMS, INC. | ChargePoint | Yes | CPE280-ASSUREPRO-REN | N/A | Coterminus Renewal Assure Pro for CPE280 stations. | Coterminus Renewal Assure Pro for CPE280 stations. | EA | 7230.8 | 6961.8142 | 3.72% | N/A
47QMCA22A0003 | APOLLO SUNGUARD SYSTEMS, INC. | ChargePoint | Yes | CPE280-ASSURE-3 | N/A | 3 prepaid year of ChargePoint Assure for CPE280 stations. Includes Parts and Labor Warranty, Remote Technical Support, On-Site Repairs when needed, Unlimited Configuration Changes, and Reporting. | 3 prepaid year of ChargePoint Assure for CPE280 stations. Includes Parts and Labor Warranty, Remote Technical Support, On-Site Repairs when needed, Unlimited Configuration Changes, and Reporting. | EA | 9599.52 | 9242.4179 | 3.72% | N/A
47QMCA22A0003 | APOLLO SUNGUARD SYSTEMS, INC. | ChargePoint | Yes | CPE280-ASSUREPRO-2 | N/A | 2 years prepaid Assure Pro for CPE280 stations. | 2 years prepaid Assure Pro for CPE280 stations. | EA | 12083.3 | 11633.8012 | 3.72% | N/A
47QMCA22A0003 | APOLLO SUNGUARD SYSTEMS, INC. | ChargePoint | Yes | CPE280-ASSURE-4 | N/A | 4 prepaid years of ChargePoint Assure for CPE280 stations. Includes Parts and Labor Warranty, Remote Technical Support, On-Site Repairs when needed, Unlimited Configuration Changes, and Reporting. | 4 prepaid years of ChargePoint Assure for CPE280 stations. Includes Parts and Labor Warranty, Remote Technical Support, On-Site Repairs when needed, Unlimited Configuration Changes, and Reporting. | EA | 12236.75 | 11781.5429 | 3.72% | N/A
47QMCA22A0003 | APOLLO SUNGUARD SYSTEMS, INC. | ChargePoint | Yes | CPE280-ASSURE-5 | N/A | 5 prepaid years of ChargePoint Assure for CPE280 stations. Includes Parts and Labor Warranty, Remote Technical Support, On-Site Repairs when needed, Unlimited Configuration Changes, and Reporting. | 5 prepaid years of ChargePoint Assure for CPE280 stations. Includes Parts and Labor Warranty, Remote Technical Support, On-Site Repairs when needed, Unlimited Configuration Changes, and Reporting. | EA | 13905.39 | 13388.1095 | 3.72% | N/A
47QMCA22A0003 | APOLLO SUNGUARD SYSTEMS, INC. | ChargePoint | Yes | CPE280-ASSUREPRO-3 | N/A | 3 years prepaid Assure Pro for CPE280 stations. | 3 years prepaid Assure Pro for CPE280 stations. | EA | 17367.36 | 16721.2942 | 3.72% | N/A
47QMCA22A0003 | APOLLO SUNGUARD SYSTEMS, INC. | ChargePoint | Yes | CPE280-ASSURE-6 | N/A | 6 prepaid years of ChargePoint Assure for CPE280 stations. Includes Parts and Labor Warranty, Remote Technical Support, On-Site Repairs when needed, Unlimited Configuration Changes, and Reporting. | 6 prepaid years of ChargePoint Assure for CPE280 stations. Includes Parts and Labor Warranty, Remote Technical Support, On-Site Repairs when needed, Unlimited Configuration Changes, and Reporting. | EA | 18355.11 | 17672.2999 | 3.72% | N/A
47QMCA22A0003 | APOLLO SUNGUARD SYSTEMS, INC. | ChargePoint | Yes | CPE280-ASSUREPRO-4 | N/A | 4 years prepaid Assure Pro for CPE280 stations. | 4 years prepaid Assure Pro for CPE280 stations. | EA | 22143.13 | 21319.4056 | 3.72% | N/A
47QMCA22A0003 | APOLLO SUNGUARD SYSTEMS, INC. | ChargePoint | Yes | CPE280-ASSURE-7 | N/A | 7 prepaid years of ChargePoint Assure for CPE280 stations. Includes Parts and Labor Warranty, Remote Technical Support, On-Site Repairs when needed, Unlimited Configuration Changes, and Reporting. | 7 prepaid years of ChargePoint Assure for CPE280 stations. Includes Parts and Labor Warranty, Remote Technical Support, On-Site Repairs when needed, Unlimited Configuration Changes, and Reporting. | EA | 22392.47 | 21559.4701 | 3.72% | N/A
47QMCA22A0003 | APOLLO SUNGUARD SYSTEMS, INC. | ChargePoint | Yes | CPE280-ASSUREPRO-5 | N/A | 5 years prepaid Assure Pro for CPE280 stations. | 5 years prepaid Assure Pro for CPE280 stations. | EA | 25163.96 | 24227.8607 | 3.72% | N/A
47QMCA22A0003 | APOLLO SUNGUARD SYSTEMS, INC. | ChargePoint | Yes | CPE280-ASSURE-8 | N/A | 8 prepaid years of ChargePoint Assure for CPE280 stations. Includes Parts and Labor Warranty, Remote Technical Support, On-Site Repairs when needed, Unlimited Configuration Changes, and Reporting. | 8 prepaid years of ChargePoint Assure for CPE280 stations. Includes Parts and Labor Warranty, Remote Technical Support, On-Site Repairs when needed, Unlimited Configuration Changes, and Reporting. | EA | 26707.94 | 25714.4046 | 3.72% | N/A
47QMCA22A0003 | APOLLO SUNGUARD SYSTEMS, INC. | ChargePoint | Yes | CPE280-ASSURE-9 | N/A | 9 prepaid years of ChargePoint Assure for CPE280 stations. Includes Parts and Labor Warranty, Remote Technical Support, On-Site Repairs when needed, Unlimited Configuration Changes, and Reporting. | 9 prepaid years of ChargePoint Assure for CPE280 stations. Includes Parts and Labor Warranty, Remote Technical Support, On-Site Repairs when needed, Unlimited Configuration Changes, and Reporting. | EA | 31291.92 | 30127.8606 | 3.72% | N/A
47QMCA22A0003 | APOLLO SUNGUARD SYSTEMS, INC. | ChargePoint | Yes | CPE280-ASSUREPRO-6 | N/A | 6 years prepaid Assure Pro for CPE280 stations. | 6 years prepaid Assure Pro for CPE280 stations. | EA | 33219.5 | 31983.7346 | 3.72% | N/A
47QMCA22A0003 | APOLLO SUNGUARD SYSTEMS, INC. | ChargePoint | Yes | CPE280-ASSURE-10 | N/A | 10 prepaid years of ChargePoint Assure for CPE280 stations. Includes Parts and Labor Warranty, Remote Technical Support, On-Site Repairs when needed, Unlimited Configuration Changes, and Reporting. | 10 prepaid years of ChargePoint Assure for CPE280 stations. Includes Parts and Labor Warranty, Remote Technical Support, On-Site Repairs when needed, Unlimited Configuration Changes, and Reporting. | EA | 36163.61 | 34818.3237 | 3.72% | N/A
47QMCA22A0003 | APOLLO SUNGUARD SYSTEMS, INC. | ChargePoint | Yes | CPE280-ASSUREPRO-7 | N/A | 7 years prepaid Assure Pro for CPE280 stations. | 7 years prepaid Assure Pro for CPE280 stations. | EA | 40517.43 | 39010.1816 | 3.72% | N/A
47QMCA22A0003 | APOLLO SUNGUARD SYSTEMS, INC. | ChargePoint | Yes | CPE280-ASSUREPRO-8 | N/A | 8 years prepaid Assure Pro for CPE280 stations. | 8 years prepaid Assure Pro for CPE280 stations. | EA | 48323.63 | 46525.991 | 3.72% | N/A
47QMCA22A0003 | APOLLO SUNGUARD SYSTEMS, INC. | ChargePoint | Yes | CPE280-ASSUREPRO-9 | N/A | 9 years prepaid Assure Pro for CPE280 stations. | 9 years prepaid Assure Pro for CPE280 stations. | EA | 56628.5 | 54521.9198 | 3.72% | N/A
47QMCA22A0003 | APOLLO SUNGUARD SYSTEMS, INC. | ChargePoint | Yes | CPE280-ASSUREPRO-10 | N/A | 10 years prepaid Assure Pro for CPE280 stations. | 10 years prepaid Assure Pro for CPE280 stations. | EA | 65432.05 | 62997.9777 | 3.72% | N/A
47QMCA22A0003 | APOLLO SUNGUARD SYSTEMS, INC. | ChargePoint, Inc. | Yes | CP6000-EPW-1 | N/A | 1 Additional year parts only warranty for CP6000 stations. | 1 Additional year parts only warranty for CP6000 stations. | EA | 316.46 | 304.6877 | 3.72% | N/A
47QMCA22A0003 | APOLLO SUNGUARD SYSTEMS, INC. | ChargePoint, Inc. | Yes | CP6000-EPW-2 | N/A | 2 Additional years parts only warranty for CP6000 stations. | 2 Additional years parts only warranty for CP6000 stations. | EA | 594.58 | 572.4616 | 3.72% | N/A
47QMCA22A0003 | APOLLO SUNGUARD SYSTEMS, INC. | ChargePoint, Inc. | Yes | CP6000-EPW-3 | N/A | 3 Additional years parts only warranty for CP6000 stations. | 3 Additional years parts only warranty for CP6000 stations. | EA | 834.33 | 803.2929 | 3.72% | N/A
47QMCA22A0003 | APOLLO SUNGUARD SYSTEMS, INC. | ChargePoint, Inc. | Yes | CP6000-EPW-4 | N/A | 4 Additional years parts only warranty for CP6000 stations. | 4 Additional years parts only warranty for CP6000 stations. | EA | 1074.08 | 1034.1242 | 3.72% | N/A
47QMCA22A0003 | APOLLO SUNGUARD SYSTEMS, INC. | ChargePoint, Inc. | Yes | CP6000-EPW-5 | N/A | 5 Additional years parts only warranty for CP6000 stations. | 5 Additional years parts only warranty for CP6000 stations. | EA | 1246.69 | 1200.3131 | 3.72% | N/A
47QMCA22A0003 | APOLLO SUNGUARD SYSTEMS, INC. | ChargePoint, Inc. | Yes | CP6000-EPW-6 | N/A | 6 Additional years parts only warranty for CP6000 stations. | 6 Additional years parts only warranty for CP6000 stations. | EA | 1630.29 | 1569.6432 | 3.72% | N/A
47QMCA22A0003 | APOLLO SUNGUARD SYSTEMS, INC. | ChargePoint, Inc. | Yes | CP6000-EPW-7 | N/A | 7 Additional years parts only warranty for CP6000 stations. | 7 Additional years parts only warranty for CP6000 stations. | EA | 1975.53 | 1902.0403 | 3.72% | N/A
47QMCA22A0003 | APOLLO SUNGUARD SYSTEMS, INC. | ChargePoint, Inc. | Yes | CP6000-EPW-8 | N/A | 8 Additional years parts only warranty for CP6000 stations. | 8 Additional years parts only warranty for CP6000 stations. | EA | 2498.18 | 2405.2477 | 3.72% | N/A
47QMCA22A0003 | APOLLO SUNGUARD SYSTEMS, INC. | ChargePoint, Inc. | Yes | CP6000-EPW-9 | N/A | 9 Additional years parts only warranty for CP6000 stations. | 9 Additional years parts only warranty for CP6000 stations. | EA | 2900.96 | 2793.0443 | 3.72% | N/A
47QMCA22A0003 | APOLLO SUNGUARD SYSTEMS, INC. | ChargePoint, Inc. | Yes | CPE280-EPW-1 | N/A | Additional 1 year parts only warranty for CPE280 stations | Additional 1 year parts only warranty for CPE280 stations | EA | 6003.29 | 5779.9676 | 3.72% | N/A
47QMCA22A0003 | APOLLO SUNGUARD SYSTEMS, INC. | ChargePoint, Inc. | Yes | CPE280-EPW-2 | N/A | Additional 2 year parts only warranty for CPE280 stations | Additional 2 year parts only warranty for CPE280 stations | EA | 8640.52 | 8319.0927 | 3.72% | N/A
47QMCA22A0003 | APOLLO SUNGUARD SYSTEMS, INC. | ChargePoint, Inc. | Yes | CPE280-EPW-3 | N/A | Additional 3 year parts only warranty for CPE280 stations | Additional 3 year parts only warranty for CPE280 stations | EA | 11009.23 | 10599.6866 | 3.72% | N/A
47QMCA22A0003 | APOLLO SUNGUARD SYSTEMS, INC. | ChargePoint, Inc. | Yes | CPE280-EPW-4 | N/A | Additional 4 year parts only warranty for CPE280 stations | Additional 4 year parts only warranty for CPE280 stations | EA | 12514.85 | 12049.2976 | 3.72% | N/A
47QMCA22A0003 | APOLLO SUNGUARD SYSTEMS, INC. | ChargePoint, Inc. | Yes | CPE280-EPW-5 | N/A | Additional 5 year parts only warranty for CPE280 stations | Additional 5 year parts only warranty for CPE280 stations | EA | 16523.44 | 15908.768 | 3.72% | N/A
47QMCA22A0003 | APOLLO SUNGUARD SYSTEMS, INC. | ChargePoint, Inc. | Yes | CPE280-EPW-6 | N/A | Additional 6 year parts only warranty for CPE280 stations | Additional 6 year parts only warranty for CPE280 stations | EA | 20158.03 | 19408.1513 | 3.72% | N/A
47QMCA22A0003 | APOLLO SUNGUARD SYSTEMS, INC. | ChargePoint, Inc. | Yes | CPE280-EPW-7 | N/A | Additional 7 year parts only warranty for CPE280 stations | Additional 7 year parts only warranty for CPE280 stations | EA | 24041.94 | 23147.5798 | 3.72% | N/A
47QMCA22A0003 | APOLLO SUNGUARD SYSTEMS, INC. | ChargePoint, Inc. | Yes | CPE280-EPW-8 | N/A | Additional 8 year parts only warranty for CPE280 stations | Additional 8 year parts only warranty for CPE280 stations | EA | 28165.61 | 27117.8493 | 3.72% | N/A
47QMCA22A0003 | APOLLO SUNGUARD SYSTEMS, INC. | ChargePoint, Inc. | Yes | CPE280-EPW-9 | N/A | Additional 9 year parts only warranty for CPE280 stations | Additional 9 year parts only warranty for CPE280 stations | EA | 32548.2 | 31337.407 | 3.72% | N/A
47QMCA22A0005 | CARAHSOFT TECHNOLOGY CORPORATION | ChargePoint | Yes | CT4000-ASSURE1 | CT4000-ASSURE1-611 | ChargePoint - L2 Assure | 1 year of ChargePoint Assure for CT4000 stations. Includes Parts and Labor Warranty, Remote Technical Support, On-Site Repairs when needed, Unlimited Configuration Changes, and Reporting. | EA | 592.44 | 574.6668 | 3% | N/A | N/A
47QMCA22A0005 | CARAHSOFT TECHNOLOGY CORPORATION | ChargePoint | Yes | CT4000-ASSURE3 | CT4000-ASSURE3-611 | ChargePoint - L2 Assure | 3 years of ChargePoint Assure for CT4000 stations. Includes Parts and Labor Warranty, Remote Technical Support, On-Site Repairs when needed, Unlimited Configuration Changes, and Reporting. | EA | 1599.6 | 1551.612 | 3% | N/A | N/A
47QMCA22A0005 | CARAHSOFT TECHNOLOGY CORPORATION | ChargePoint | Yes | CT4000-ASSURE5 | CT4000-ASSURE5-611 | ChargePoint - L2 Assure | 5 years of ChargePoint Assure for CT4000 stations. Includes Parts and Labor Warranty, Remote Technical Support, On-Site Repairs when needed, Unlimited Configuration Changes, and Reporting. | EA | 2369.77 | 2298.6769 | 3% | N/A | N/A
47QMCA22A0005 | CARAHSOFT TECHNOLOGY CORPORATION | ChargePoint | Yes | CPF-ASSURE1 | CPF-ASSURE1-611 | ChargePoint - L2 Assure | 1 year of ChargePoint Assure for CPF stations. Includes Parts and Labor Warranty, Remote Technical Support, On-Site Repairs when needed, Unlimited Configuration Changes, and Reporting. | EA | 148.11 | 143.6667 | 3% | N/A | N/A
47QMCA22A0005 | CARAHSOFT TECHNOLOGY CORPORATION | ChargePoint | Yes | CPF-ASSURE3 | CPF-ASSURE3-611 | ChargePoint - L2 Assure | 3 yearS of ChargePoint Assure for CPF stations. Includes Parts and Labor Warranty, Remote Technical Support, On-Site Repairs when needed, Unlimited Configuration Changes, and Reporting. | EA | 414.71 | 402.2687 | 3% | N/A | N/A
47QMCA22A0005 | CARAHSOFT TECHNOLOGY CORPORATION | ChargePoint | Yes | CPF-ASSURE5 | CPF-ASSURE5-611 | ChargePoint - L2 Assure | 5 yearS of ChargePoint Assure. for CPF stations. Includes Parts and Labor Warranty, Remote Technical Support, On-Site Repairs when needed, Unlimited Configuration Changes, and Reporting. | EA | 592.44 | 574.6668 | 3% | N/A | N/A
47QMCA22A0005 | CARAHSOFT TECHNOLOGY CORPORATION | ChargePoint | Yes | CPE250-ASSURE-1 | CPE250-ASSURE-1-611 | ChargePoint - L3 Assure | 1 year of ChargePoint Assure for CPE250 stations. Includes Parts and Labor Warranty, Remote Technical Support, On-Site Repairs when needed, Unlimited Configuration Changes, and Reporting. | EA | 3367.05 | 3266.0385 | 3% | N/A | N/A
47QMCA22A0005 | CARAHSOFT TECHNOLOGY CORPORATION | ChargePoint | Yes | CPE250-ASSURE-3 | CPE250-ASSURE-3-611 | ChargePoint - L3 Assure | 3 years of ChargePoint Assure for CPE250 stations. Includes Parts and Labor Warranty, Remote Technical Support, On-Site Repairs when needed, Unlimited Configuration Changes, and Reporting. | EA | 9094.01 | 8821.1897 | 3% | N/A | N/A
47QMCA22A0005 | CARAHSOFT TECHNOLOGY CORPORATION | ChargePoint | Yes | CPE250-ASSURE-5 | CPE250-ASSURE-5-611 | ChargePoint - L3 Assure | 5 years of ChargePoint Assure for CPE250 stations. Includes Parts and Labor Warranty, Remote Technical Support, On-Site Repairs when needed, Unlimited Configuration Changes, and Reporting. | EA | 13478.09 | 13073.7473 | 3% | N/A | N/A
47QMCA22A0005 | CARAHSOFT TECHNOLOGY CORPORATION | ChargePoint | Yes | CT4000-ASSURE2 | CT4000-ASSURE2-611 | ChargePoint - L3 Assure | 2 prepaid years of ChargePoint Assure for CT4000 stations. Includes Parts and Labor Warranty, Remote Technical Support, On-Site Repairs when needed, Unlimited Configuration Changes, and Reporting. | EA | 1125.64 | 1091.8708 | 3% | N/A | N/A
47QMCA22A0005 | CARAHSOFT TECHNOLOGY CORPORATION | ChargePoint | Yes | CT4000-ASSURE4 | CT4000-ASSURE4-611 | ChargePoint - L3 Assure | 4 prepaid years of ChargePoint Assure for CT4000 stations. Includes Parts and Labor Warranty, Remote Technical Support, On-Site Repairs when needed, Unlimited Configuration Changes, and Reporting. | EA | 2014.31 | 1953.8807 | 3% | N/A | N/A
47QMCA22A0005 | CARAHSOFT TECHNOLOGY CORPORATION | ChargePoint | Yes | CPF-ASSURE2 | CPF-ASSURE2-611 | ChargePoint - L3 Assure | 2 prepaid year of ChargePoint Assure for CPF stations. Includes Parts and Labor Warranty, Remote Technical Support, On-Site Repairs when needed, Unlimited Configuration Changes, and Reporting. | EA | 276.47 | 268.1759 | 3% | N/A | N/A
47QMCA22A0005 | CARAHSOFT TECHNOLOGY CORPORATION | ChargePoint | Yes | CPF-ASSURE4 | CPF-ASSURE4-611 | ChargePoint - L3 Assure | 4 prepaid year of ChargePoint Assure for CPF stations. Includes Parts and Labor Warranty, Remote Technical Support, On-Site Repairs when needed, Unlimited Configuration Changes, and Reporting. | EA | 513.45 | 498.0465 | 3% | N/A | N/A
47QMCA22A0005 | CARAHSOFT TECHNOLOGY CORPORATION | ChargePoint | Yes | CP6000-ASSURE-1 | CP6000-ASSURE-1-611 | ChargePoint - L3 Assure | 1 prepaid year of ChargePoint Assure for CP6000 stations. Includes Parts and Labor Warranty, Remote Technical Support, On-Site Repairs when needed, Unlimited Configuration Changes, and Reporting. | EA | 424.58 | 411.8426 | 3% | N/A | N/A
47QMCA22A0005 | CARAHSOFT TECHNOLOGY CORPORATION | ChargePoint | Yes | CP6000-ASSURE-10 | CP6000-ASSURE-10-611 | ChargePoint - L3 Assure | 10 prepaid years of ChargePoint Assure for CP6000 stations. Includes Parts and Labor Warranty, Remote Technical Support, On-Site Repairs when needed, Unlimited Configuration Changes, and Reporting. | EA | 4443.32 | 4310.0204 | 3% | N/A | N/A
47QMCA22A0005 | CARAHSOFT TECHNOLOGY CORPORATION | ChargePoint | Yes | CP6000-ASSURE-2 | CP6000-ASSURE-2-611 | ChargePoint - L3 Assure | 2 prepaid years of ChargePoint Assure for CP6000 stations. Includes Parts and Labor Warranty, Remote Technical Support, On-Site Repairs when needed, Unlimited Configuration Changes, and Reporting. | EA | 789.92 | 766.2224 | 3% | N/A | N/A
47QMCA22A0005 | CARAHSOFT TECHNOLOGY CORPORATION | ChargePoint | Yes | CP6000-ASSURE-3 | CP6000-ASSURE-3-611 | ChargePoint - L3 Assure | 3 prepaid years of ChargePoint Assure for CP6000 stations. Includes Parts and Labor Warranty, Remote Technical Support, On-Site Repairs when needed, Unlimited Configuration Changes, and Reporting. | EA | 1125.64 | 1091.8708 | 3% | N/A | N/A
47QMCA22A0005 | CARAHSOFT TECHNOLOGY CORPORATION | ChargePoint | Yes | CP6000-ASSURE-4 | CP6000-ASSURE-4-611 | ChargePoint - L3 Assure | 4 prepaid years of ChargePoint Assure for CP6000 stations. Includes Parts and Labor Warranty, Remote Technical Support, On-Site Repairs when needed, Unlimited Configuration Changes, and Reporting. | EA | 1421.86 | 1379.2042 | 3% | N/A | N/A
47QMCA22A0005 | CARAHSOFT TECHNOLOGY CORPORATION | ChargePoint | Yes | CP6000-ASSURE-5 | CP6000-ASSURE-5-611 | ChargePoint - L3 Assure | 5 prepaid years of ChargePoint Assure for CP6000 stations. Includes Parts and Labor Warranty, Remote Technical Support, On-Site Repairs when needed, Unlimited Configuration Changes, and Reporting. | EA | 1678.59 | 1628.2323 | 3% | N/A | N/A
47QMCA22A0005 | CARAHSOFT TECHNOLOGY CORPORATION | ChargePoint | Yes | CP6000-ASSURE-6 | CP6000-ASSURE-6-611 | ChargePoint - L3 Assure | 6 prepaid years of ChargePoint Assure for CP6000 stations. Includes Parts and Labor Warranty, Remote Technical Support, On-Site Repairs when needed, Unlimited Configuration Changes, and Reporting. | EA | 2132.8 | 2068.816 | 3% | N/A | N/A
47QMCA22A0005 | CARAHSOFT TECHNOLOGY CORPORATION | ChargePoint | Yes | CP6000-ASSURE-7 | CP6000-ASSURE-7-611 | ChargePoint - L3 Assure | 7 prepaid years of ChargePoint Assure for CP6000 stations. Includes Parts and Labor Warranty, Remote Technical Support, On-Site Repairs when needed, Unlimited Configuration Changes, and Reporting. | EA | 2626.5 | 2547.705 | 3% | N/A | N/A
47QMCA22A0005 | CARAHSOFT TECHNOLOGY CORPORATION | ChargePoint | Yes | CP6000-ASSURE-8 | CP6000-ASSURE-8-611 | ChargePoint - L3 Assure | 8 prepaid years of ChargePoint Assure for CP6000 stations. Includes Parts and Labor Warranty, Remote Technical Support, On-Site Repairs when needed, Unlimited Configuration Changes, and Reporting. | EA | 3159.7 | 3064.909 | 3% | N/A | N/A
47QMCA22A0005 | CARAHSOFT TECHNOLOGY CORPORATION | ChargePoint | Yes | CP6000-ASSURE-9 | CP6000-ASSURE-9-611 | ChargePoint - L3 Assure | 9 prepaid years of ChargePoint Assure for CP6000 stations. Includes Parts and Labor Warranty, Remote Technical Support, On-Site Repairs when needed, Unlimited Configuration Changes, and Reporting. | EA | 3821.26 | 3706.6222 | 3% | N/A | N/A
47QMCA22A0005 | CARAHSOFT TECHNOLOGY CORPORATION | ChargePoint | Yes | CP6000-ASSUREPRO-1 | CP6000-ASSUREPRO-1-611 | ChargePoint - L3 Assure | 1 prepaid year of ChargePoint AssurePro for CP6000 stations. | EA | 819.5465 | 794.9601 | 3% | N/A | N/A
47QMCA22A0005 | CARAHSOFT TECHNOLOGY CORPORATION | ChargePoint | Yes | CP6000-ASSUREPRO-2 | CP6000-ASSUREPRO-2-611 | ChargePoint - L3 Assure | 2 prepaid years of ChargePoint AssurePro for CP6000 stations. | EA | 1599.5969 | 1551.609 | 3% | N/A | N/A
47QMCA22A0005 | CARAHSOFT TECHNOLOGY CORPORATION | ChargePoint | Yes | CP6000-ASSUREPRO-3 | CP6000-ASSUREPRO-3-611 | ChargePoint - L3 Assure | 3 prepaid years of ChargePoint AssurePro for CP6000 stations. | EA | 2251.2846 | 2183.7461 | 3% | N/A | N/A
47QMCA22A0005 | CARAHSOFT TECHNOLOGY CORPORATION | ChargePoint | Yes | CP6000-ASSUREPRO-4 | CP6000-ASSUREPRO-4-611 | ChargePoint - L3 Assure | 4 prepaid years of ChargePoint AssurePro for CP6000 stations. | EA | 2922.7204 | 2835.0388 | 3% | N/A | N/A
47QMCA22A0005 | CARAHSOFT TECHNOLOGY CORPORATION | ChargePoint | Yes | CP6000-ASSUREPRO-5 | CP6000-ASSUREPRO-5-611 | ChargePoint - L3 Assure | 5 prepaid years of ChargePoint AssurePro for CP6000 stations. | EA | 3505.2896 | 3400.1309 | 3% | N/A | N/A
47QMCA22A0005 | CARAHSOFT TECHNOLOGY CORPORATION | ChargePoint | Yes | CP6000-ASSUREPRO-REN | CP6000-ASSUREPRO-REN-611 | ChargePoint - L3 Assure | Prepaid coterminous renewal of ChargePoint AssurePro for CP6000 stations. | EA | 819.5465 | 794.9601 | 3% | N/A | N/A
47QMCA22A0005 | CARAHSOFT TECHNOLOGY CORPORATION | ChargePoint | Yes | CP6000-ASSURE-REN | CP6000-ASSURE-REN-611 | ChargePoint - L3 Assure | Prepaid coterminous renewal of ChargePoint Assure for CP6000 stations. Includes Parts and Labor Warranty, Remote Technical Support, On-Site Repairs when needed, Unlimited Configuration Changes, and Reporting. | EA | 444.33 | 431.0001 | 3% | N/A | N/A
47QMCA22A0005 | CARAHSOFT TECHNOLOGY CORPORATION | ChargePoint | Yes | CP6000-EPW-1 | CP6000-EPW-1-611 | ChargePoint - L3 Assure | 1 Additional year parts only warranty for CP6000 stations. | EA | 325.84 | 316.0648 | 3% | N/A | N/A
47QMCA22A0005 | CARAHSOFT TECHNOLOGY CORPORATION | ChargePoint | Yes | CP6000-EPW-2 | CP6000-EPW-2-611 | ChargePoint - L3 Assure | 2 Additional years parts only warranty for CP6000 stations. | EA | 612.19 | 593.8243 | 3% | N/A | N/A
47QMCA22A0005 | CARAHSOFT TECHNOLOGY CORPORATION | ChargePoint | Yes | CP6000-EPW-3 | CP6000-EPW-3-611 | ChargePoint - L3 Assure | 3 Additional years parts only warranty for CP6000 stations. | EA | 859.04 | 833.2688 | 3% | N/A | N/A
47QMCA22A0005 | CARAHSOFT TECHNOLOGY CORPORATION | ChargePoint | Yes | CP6000-EPW-4 | CP6000-EPW-4-611 | ChargePoint - L3 Assure | 4 Additional years parts only warranty for CP6000 stations. | EA | 1105.89 | 1072.7133 | 3% | N/A | N/A
47QMCA22A0005 | CARAHSOFT TECHNOLOGY CORPORATION | ChargePoint | Yes | CP6000-EPW-5 | CP6000-EPW-5-611 | ChargePoint - L3 Assure | 5 Additional years parts only warranty for CP6000 stations. | EA | 1283.63 | 1245.1211 | 3% | N/A | N/A
47QMCA22A0005 | CARAHSOFT TECHNOLOGY CORPORATION | ChargePoint | Yes | CP6000-EPW-6 | CP6000-EPW-6-611 | ChargePoint - L3 Assure | 6 Additional years parts only warranty for CP6000 stations. | EA | 1658.84 | 1609.0748 | 3% | N/A | N/A
47QMCA22A0005 | CARAHSOFT TECHNOLOGY CORPORATION | ChargePoint | Yes | CP6000-EPW-7 | CP6000-EPW-7-611 | ChargePoint - L3 Assure | 7 Additional years parts only warranty for CP6000 stations. | EA | 2004.43 | 1944.2971 | 3% | N/A | N/A
47QMCA22A0005 | CARAHSOFT TECHNOLOGY CORPORATION | ChargePoint | Yes | CP6000-EPW-8 | CP6000-EPW-8-611 | ChargePoint - L3 Assure | 8 Additional years parts only warranty for CP6000 stations. | EA | 2448.77 | 2375.3069 | 3% | N/A | N/A
47QMCA22A0005 | CARAHSOFT TECHNOLOGY CORPORATION | ChargePoint | Yes | CP6000-EPW-9 | CP6000-EPW-9-611 | ChargePoint - L3 Assure | 9 Additional years parts only warranty for CP6000 stations. | EA | 2932.59 | 2844.6123 | 3% | N/A | N/A
47QMCA22A0005 | CARAHSOFT TECHNOLOGY CORPORATION | ChargePoint | Yes | CPE280-ASSURE-1 | CPE280-ASSURE-1-611 | ChargePoint - L3 Assure | 1 prepaid year of ChargePoint Assure for CPE280 stations. Includes Parts and Labor Warranty, Remote Technical Support, On-Site Repairs when needed, Unlimited Configuration Changes, and Reporting. | EA | 3584.2821 | 3476.7536 | 3% | N/A | N/A
47QMCA22A0005 | CARAHSOFT TECHNOLOGY CORPORATION | ChargePoint | Yes | CPE280-ASSURE-10 | CPE280-ASSURE-10-611 | ChargePoint - L3 Assure | 10 prepaid years of ChargePoint Assure for CPE280 stations. Includes Parts and Labor Warranty, Remote Technical Support, On-Site Repairs when needed, Unlimited Configuration Changes, and Reporting. | EA | 37620.15 | 36491.5455 | 3% | N/A | N/A
47QMCA22A0005 | CARAHSOFT TECHNOLOGY CORPORATION | ChargePoint | Yes | CPE280-ASSURE-2 | CPE280-ASSURE-2-611 | ChargePoint - L3 Assure | 2 prepaid year of ChargePoint Assure for CPE280 stations. Includes Parts and Labor Warranty, Remote Technical Support, On-Site Repairs when needed, Unlimited Configuration Changes, and Reporting. | EA | 6793.35 | 6589.5495 | 3% | N/A | N/A
47QMCA22A0005 | CARAHSOFT TECHNOLOGY CORPORATION | ChargePoint | Yes | CPE280-ASSURE-3 | CPE280-ASSURE-3-611 | ChargePoint - L3 Assure | 3 prepaid year of ChargePoint Assure for CPE280 stations. Includes Parts and Labor Warranty, Remote Technical Support, On-Site Repairs when needed, Unlimited Configuration Changes, and Reporting. | EA | 9656.83 | 9367.1251 | 3% | N/A | N/A
47QMCA22A0005 | CARAHSOFT TECHNOLOGY CORPORATION | ChargePoint | Yes | CPE280-ASSURE-4 | CPE280-ASSURE-4-611 | ChargePoint - L3 Assure | 4 prepaid years of ChargePoint Assure for CPE280 stations. Includes Parts and Labor Warranty, Remote Technical Support, On-Site Repairs when needed, Unlimited Configuration Changes, and Reporting. | EA | 12164.84 | 11799.8948 | 3% | N/A | N/A
47QMCA22A0005 | CARAHSOFT TECHNOLOGY CORPORATION | ChargePoint | Yes | CPE280-ASSURE-5 | CPE280-ASSURE-5-611 | ChargePoint - L3 Assure | 5 prepaid years of ChargePoint Assure for CPE280 stations. Includes Parts and Labor Warranty, Remote Technical Support, On-Site Repairs when needed, Unlimited Configuration Changes, and Reporting. | EA | 14317.3803 | 13887.8589 | 3% | N/A | N/A
47QMCA22A0005 | CARAHSOFT TECHNOLOGY CORPORATION | ChargePoint | Yes | CPE280-ASSURE-6 | CPE280-ASSURE-6-611 | ChargePoint - L3 Assure | 6 prepaid years of ChargePoint Assure for CPE280 stations. Includes Parts and Labor Warranty, Remote Technical Support, On-Site Repairs when needed, Unlimited Configuration Changes, and Reporting. | EA | 18247.25 | 17699.8325 | 3% | N/A | N/A
47QMCA22A0005 | CARAHSOFT TECHNOLOGY CORPORATION | ChargePoint | Yes | CPE280-ASSURE-7 | CPE280-ASSURE-7-611 | ChargePoint - L3 Assure | 7 prepaid years of ChargePoint Assure for CPE280 stations. Includes Parts and Labor Warranty, Remote Technical Support, On-Site Repairs when needed, Unlimited Configuration Changes, and Reporting. | EA | 22532.59 | 21856.6123 | 3% | N/A | N/A
47QMCA22A0005 | CARAHSOFT TECHNOLOGY CORPORATION | ChargePoint | Yes | CPE280-ASSURE-8 | CPE280-ASSURE-8-611 | ChargePoint - L3 Assure | 8 prepaid years of ChargePoint Assure for CPE280 stations. Includes Parts and Labor Warranty, Remote Technical Support, On-Site Repairs when needed, Unlimited Configuration Changes, and Reporting. | EA | 27173.4 | 26358.198 | 3% | N/A | N/A
47QMCA22A0005 | CARAHSOFT TECHNOLOGY CORPORATION | ChargePoint | Yes | CPE280-ASSURE-9 | CPE280-ASSURE-9-611 | ChargePoint - L3 Assure | 9 prepaid years of ChargePoint Assure for CPE280 stations. Includes Parts and Labor Warranty, Remote Technical Support, On-Site Repairs when needed, Unlimited Configuration Changes, and Reporting. | EA | 32258.54 | 31290.7838 | 3% | N/A | N/A
47QMCA22A0005 | CARAHSOFT TECHNOLOGY CORPORATION | ChargePoint | Yes | CPE280-ASSUREPRO-1 | CPE280-ASSUREPRO-1-611 | ChargePoint - L3 Assure | 1 year prepaid Assure Pro for CPE280 stations. | EA | 6477.3803 | 6283.0589 | 3% | N/A | N/A
47QMCA22A0005 | CARAHSOFT TECHNOLOGY CORPORATION | ChargePoint | Yes | CPE280-ASSUREPRO-10 | CPE280-ASSUREPRO-10-611 | ChargePoint - L3 Assure | 10 years prepaid Assure Pro for CPE280 stations. | EA | 67370.6801 | 65349.5597 | 3% | N/A | N/A
47QMCA22A0005 | CARAHSOFT TECHNOLOGY CORPORATION | ChargePoint | Yes | CPE280-ASSUREPRO-2 | CPE280-ASSUREPRO-2-611 | ChargePoint - L3 Assure | 2 years prepaid Assure Pro for CPE280 stations. | EA | 12441.3098 | 12068.0705 | 3% | N/A | N/A
47QMCA22A0005 | CARAHSOFT TECHNOLOGY CORPORATION | ChargePoint | Yes | CPE280-ASSUREPRO-3 | CPE280-ASSUREPRO-3-611 | ChargePoint - L3 Assure | 3 years prepaid Assure Pro for CPE280 stations. | EA | 17881.9143 | 17345.4569 | 3% | N/A | N/A
47QMCA22A0005 | CARAHSOFT TECHNOLOGY CORPORATION | ChargePoint | Yes | CPE280-ASSUREPRO-4 | CPE280-ASSUREPRO-4-611 | ChargePoint - L3 Assure | 4 years prepaid Assure Pro for CPE280 stations. | EA | 22799.1939 | 22115.2181 | 3% | N/A | N/A
47QMCA22A0005 | CARAHSOFT TECHNOLOGY CORPORATION | ChargePoint | Yes | CPE280-ASSUREPRO-5 | CPE280-ASSUREPRO-5-611 | ChargePoint - L3 Assure | 5 years prepaid Assure Pro for CPE280 stations. | EA | 25909.5214 | 25132.2358 | 3% | N/A | N/A
47QMCA22A0005 | CARAHSOFT TECHNOLOGY CORPORATION | ChargePoint | Yes | CPE280-ASSUREPRO-6 | CPE280-ASSUREPRO-6-611 | ChargePoint - L3 Assure | 6 years prepaid Assure Pro for CPE280 stations. | EA | 34203.7279 | 33177.6161 | 3% | N/A | N/A
47QMCA22A0005 | CARAHSOFT TECHNOLOGY CORPORATION | ChargePoint | Yes | CPE280-ASSUREPRO-7 | CPE280-ASSUREPRO-7-611 | ChargePoint - L3 Assure | 7 years prepaid Assure Pro for CPE280 stations. | EA | 41717.8841 | 40466.3476 | 3% | N/A | N/A
47QMCA22A0005 | CARAHSOFT TECHNOLOGY CORPORATION | ChargePoint | Yes | CPE280-ASSUREPRO-8 | CPE280-ASSUREPRO-8-611 | ChargePoint - L3 Assure | 8 years prepaid Assure Pro for CPE280 stations. | EA | 49755.3652 | 48262.7042 | 3% | N/A | N/A
47QMCA22A0005 | CARAHSOFT TECHNOLOGY CORPORATION | ChargePoint | Yes | CPE250-ASSURE-2 | CPE250-ASSURE-2-611 | ChargePoint - L3 Assure | 2 prepaid year of ChargePoint Assure for CPE250 stations. Includes Parts and Labor Warranty, Remote Technical Support, On-Site Repairs when needed, Unlimited Configuration Changes, and Reporting. | EA | 6398.39 | 6206.4383 | 3% | N/A | N/A
47QMCA22A0005 | CARAHSOFT TECHNOLOGY CORPORATION | ChargePoint | Yes | CPE250-ASSURE-4 | CPE250-ASSURE-4-611 | ChargePoint - L3 Assure | 4 prepaid years of ChargePoint Assure for CPE250 stations. Includes Parts and Labor Warranty, Remote Technical Support, On-Site Repairs when needed, Unlimited Configuration Changes, and Reporting. | EA | 11453.9 | 11110.283 | 3% | N/A | N/A
47QMCA22A0005 | CARAHSOFT TECHNOLOGY CORPORATION | ChargePoint | Yes | CPE280-ASSUREPRO-9 | CPE280-ASSUREPRO-9-611 | ChargePoint - L3 Assure | 9 years prepaid Assure Pro for CPE280 stations. | EA | 58306.2972 | 56557.1083 | 3% | N/A | N/A
47QMCA22A0005 | CARAHSOFT TECHNOLOGY CORPORATION | ChargePoint | Yes | CPE280-ASSUREPRO-REN | CPE280-ASSUREPRO-REN-611 | ChargePoint - L3 Assure | Coterminus Renewal Assure Pro for CPE280 stations. | EA | 8620.05 | 8361.4485 | 3% | N/A | N/A
47QMCA22A0005 | CARAHSOFT TECHNOLOGY CORPORATION | ChargePoint | Yes | CPE280-ASSURE-REN | CPE280-ASSURE-REN-611 | ChargePoint - L3 Assure | Prepaid coterminous renewal of ChargePoint Assure for CPE280 stations. Includes Parts and Labor Warranty, Remote Technical Support, On-Site Repairs when needed, Unlimited Configuration Changes, and Reporting. | EA | 3939.75 | 3821.5575 | 3% | N/A | N/A
47QMCA22A0005 | CARAHSOFT TECHNOLOGY CORPORATION | ChargePoint | Yes | CPE280-EPW-1 | CPE280-EPW-1-611 | ChargePoint - L3 Assure | Additional 1 year parts only warranty for CPE280 stations. Pricing is for the entire station. | EA | 3238.69 | 3141.5293 | 3% | N/A | N/A
47QMCA22A0005 | CARAHSOFT TECHNOLOGY CORPORATION | ChargePoint | Yes | CPE280-EPW-2 | CPE280-EPW-2-611 | ChargePoint - L3 Assure | Additional 2 year parts only warranty for CPE280 stations. Pricing is for the entire station. | EA | 6141.66 | 5957.4102 | 3% | N/A | N/A
47QMCA22A0005 | CARAHSOFT TECHNOLOGY CORPORATION | ChargePoint | Yes | CPE280-EPW-3 | CPE280-EPW-3-611 | ChargePoint - L3 Assure | Additional 3 year parts only warranty for CPE280 stations. Pricing is for the entire station. | EA | 8738.54 | 8476.3838 | 3% | N/A | N/A
47QMCA22A0005 | CARAHSOFT TECHNOLOGY CORPORATION | ChargePoint | Yes | CPE280-EPW-4 | CPE280-EPW-4-611 | ChargePoint - L3 Assure | Additional 4 year parts only warranty for CPE280 stations. Pricing is for the entire station. | EA | 10979.95 | 10650.5515 | 3% | N/A | N/A
47QMCA22A0005 | CARAHSOFT TECHNOLOGY CORPORATION | ChargePoint | Yes | CPE280-EPW-5 | CPE280-EPW-5-611 | ChargePoint - L3 Assure | Additional 5 year parts only warranty for CPE280 stations. Pricing is for the entire station. | EA | 12935.01 | 12546.9597 | 3% | N/A | N/A
47QMCA22A0005 | CARAHSOFT TECHNOLOGY CORPORATION | ChargePoint | Yes | CPE280-EPW-6 | CPE280-EPW-6-611 | ChargePoint - L3 Assure | Additional 6 year parts only warranty for CPE280 stations. Pricing is for the entire station. | EA | 16469.92 | 15975.8224 | 3% | N/A | N/A
47QMCA22A0005 | CARAHSOFT TECHNOLOGY CORPORATION | ChargePoint | Yes | CPE280-EPW-7 | CPE280-EPW-7-611 | ChargePoint - L3 Assure | Additional 7 year parts only warranty for CPE280 stations. Pricing is for the entire station. | EA | 20389.92 | 19778.2224 | 3% | N/A | N/A
47QMCA22A0005 | CARAHSOFT TECHNOLOGY CORPORATION | ChargePoint | Yes | CPE280-EPW-8 | CPE280-EPW-8-611 | ChargePoint - L3 Assure | Additional 8 year parts only warranty for CPE280 stations. Pricing is for the entire station. | EA | 24566.65 | 23829.6505 | 3% | N/A | N/A
47QMCA22A0005 | CARAHSOFT TECHNOLOGY CORPORATION | ChargePoint | Yes | CPE280-EPW-9 | CPE280-EPW-9-611 | ChargePoint - L3 Assure | Additional 9 year parts only warranty for CPE280 stations. Pricing is for the entire station. | EA | 29148.21 | 28273.7637 | 3% | N/A | N/A
47QMCA22A0005 | CARAHSOFT TECHNOLOGY CORPORATION | ChargePoint | Yes | CPE250-ASSURE-10 | CPE250-ASSURE-10-611 | ChargePoint - L3 Assure | 10 prepaid years of ChargePoint Assure for CPE250 stations. Includes Parts and Labor Warranty, Remote Technical Support, On-Site Repairs when needed, Unlimited Configuration Changes, and Reporting. | EA | 35349.12 | 34288.6464 | 3% | N/A | N/A
47QMCA22A0005 | CARAHSOFT TECHNOLOGY CORPORATION | ChargePoint | Yes | CPE250-ASSURE-5-NACS | CPE250-ASSURE-5-NACS-611 | ChargePoint - L3 Assure | 5 years of ChargePoint Assure for CPE250 stations. Includes Parts and Labor Warranty, Remote Technical Support, On-Site Repairs when needed, Unlimited Configuration Changes, and Reporting. Includes parts and labor for one-time NACS cable replacement, upon customer request. Request must be received by January 31, 2025. | EA | 13478.09 | 13073.7473 | 3% | N/A | N/A
47QMCA22A0005 | CARAHSOFT TECHNOLOGY CORPORATION | ChargePoint | Yes | CPE250-ASSURE-6 | CPE250-ASSURE-6-611 | ChargePoint - L3 Assure | 6 prepaid years of ChargePoint Assure for CPE250 stations. Includes Parts and Labor Warranty, Remote Technical Support, On-Site Repairs when needed, Unlimited Configuration Changes, and Reporting. | EA | 17180.86 | 16665.4342 | 3% | N/A | N/A
47QMCA22A0005 | CARAHSOFT TECHNOLOGY CORPORATION | ChargePoint | Yes | CPE250-ASSURE-7 | CPE250-ASSURE-7-611 | ChargePoint - L3 Assure | 7 prepaid years of ChargePoint Assure for CPE250 stations. Includes Parts and Labor Warranty, Remote Technical Support, On-Site Repairs when needed, Unlimited Configuration Changes, and Reporting. | EA | 21219.35 | 20582.7695 | 3% | N/A | N/A
47QMCA22A0005 | CARAHSOFT TECHNOLOGY CORPORATION | ChargePoint | Yes | CPE250-ASSURE-8 | CPE250-ASSURE-8-611 | ChargePoint - L3 Assure | 8 prepaid years of ChargePoint Assure for CPE250 stations. Includes Parts and Labor Warranty, Remote Technical Support, On-Site Repairs when needed, Unlimited Configuration Changes, and Reporting. | EA | 25593.55 | 24825.7435 | 3% | N/A | N/A
47QMCA22A0005 | CARAHSOFT TECHNOLOGY CORPORATION | ChargePoint | Yes | CPE250-ASSURE-9 | CPE250-ASSURE-9-611 | ChargePoint - L3 Assure | 9 prepaid years of ChargePoint Assure for CPE250 stations. Includes Parts and Labor Warranty, Remote Technical Support, On-Site Repairs when needed, Unlimited Configuration Changes, and Reporting. | EA | 30303.48 | 29394.3756 | 3% | N/A | N/A
47QMCA22A0005 | CARAHSOFT TECHNOLOGY CORPORATION | ChargePoint | Yes | CPE250-EPW-1 | CPE250-EPW-1-611 | ChargePoint - L3 Assure | Additional 1 year parts only warranty for CPE250 stations. Pricing is for the entire station. | EA | 3051.08 | 2959.5476 | 3% | N/A | N/A
47QMCA22A0005 | CARAHSOFT TECHNOLOGY CORPORATION | ChargePoint | Yes | CPE250-EPW-2 | CPE250-EPW-2-611 | ChargePoint - L3 Assure | Additional 2 year parts only warranty for CPE250 stations. Pricing is for the entire station. | EA | 5786.2 | 5612.614 | 3% | N/A | N/A
47QMCA22A0005 | CARAHSOFT TECHNOLOGY CORPORATION | ChargePoint | Yes | CPE250-EPW-3 | CPE250-EPW-3-611 | ChargePoint - L3 Assure | Additional 3 year parts only warranty for CPE250 stations. Pricing is for the entire station. | EA | 8234.96 | 7987.9112 | 3% | N/A | N/A
47QMCA22A0005 | CARAHSOFT TECHNOLOGY CORPORATION | ChargePoint | Yes | CPE250-EPW-4 | CPE250-EPW-4-611 | ChargePoint - L3 Assure | Additional 4 year parts only warranty for CPE250 stations. Pricing is for the entire station. | EA | 10348.01 | 10037.5697 | 3% | N/A | N/A
47QMCA22A0005 | CARAHSOFT TECHNOLOGY CORPORATION | ChargePoint | Yes | CPE250-EPW-5 | CPE250-EPW-5-611 | ChargePoint - L3 Assure | Additional 5 year parts only warranty for CPE250 stations. Pricing is for the entire station. | EA | 12194.46 | 11828.6262 | 3% | N/A | N/A
47QMCA22A0005 | CARAHSOFT TECHNOLOGY CORPORATION | ChargePoint | Yes | CPE250-EPW-6 | CPE250-EPW-6-611 | ChargePoint - L3 Assure | Additional 6 year parts only warranty for CPE250 stations. Pricing is for the entire station. | EA | 15522.02 | 15056.3594 | 3% | N/A | N/A
47QMCA22A0005 | CARAHSOFT TECHNOLOGY CORPORATION | ChargePoint | Yes | CPE250-EPW-7 | CPE250-EPW-7-611 | ChargePoint - L3 Assure | Additional 7 year parts only warranty for CPE250 stations. Pricing is for the entire station. | EA | 19214.91 | 18638.4627 | 3% | N/A | N/A
47QMCA22A0005 | CARAHSOFT TECHNOLOGY CORPORATION | ChargePoint | Yes | CPE250-EPW-8 | CPE250-EPW-8-611 | ChargePoint - L3 Assure | Additional 8 year parts only warranty for CPE250 stations. Pricing is for the entire station. | EA | 23144.79 | 22450.4463 | 3% | N/A | N/A
47QMCA22A0005 | CARAHSOFT TECHNOLOGY CORPORATION | ChargePoint | Yes | CPE250-EPW-9 | CPE250-EPW-9-611 | ChargePoint - L3 Assure | Additional 9 year parts only warranty for CPE250 stations. Pricing is for the entire station. | EA | 27459.75 | 26635.9575 | 3% | N/A | N/A
47QMCA22A0005 | CARAHSOFT TECHNOLOGY CORPORATION | ChargePoint | Yes | CPF-ASSURE10 | CPF-ASSURE10-611 | ChargePoint - L3 Assure | 10 prepaid years of ChargePoint Assure. for CPF stations. Includes Parts and Labor Warranty, Remote Technical Support, On-Site Repairs when needed, Unlimited Configuration Changes, and Reporting. | EA | 1579.85 | 1532.4545 | 3% | N/A | N/A
47QMCA22A0005 | CARAHSOFT TECHNOLOGY CORPORATION | ChargePoint | Yes | CPF-ASSURE6 | CPF-ASSURE6-611 | ChargePoint - L3 Assure | 6 prepaid years of ChargePoint Assure. | EA | 770.18 | 747.0746 | 3% | N/A | N/A
47QMCA22A0005 | CARAHSOFT TECHNOLOGY CORPORATION | ChargePoint | Yes | CPF-ASSURE7 | CPF-ASSURE7-611 | ChargePoint - L3 Assure | 7 prepaid years of ChargePoint Assure. | EA | 967.66 | 938.6302 | 3% | N/A | N/A
47QMCA22A0005 | CARAHSOFT TECHNOLOGY CORPORATION | ChargePoint | Yes | CPF-ASSURE8 | CPF-ASSURE8-611 | ChargePoint - L3 Assure | 8 prepaid years of ChargePoint Assure. | EA | 1105.89 | 1072.7133 | 3% | N/A | N/A
47QMCA22A0005 | CARAHSOFT TECHNOLOGY CORPORATION | ChargePoint | Yes | CPF-ASSURE9 | CPF-ASSURE9-611 | ChargePoint - L3 Assure | 9 prepaid years of ChargePoint Assure. | EA | 1333 | 1293.01 | 3% | N/A | N/A
47QMCA22A0005 | CARAHSOFT TECHNOLOGY CORPORATION | ChargePoint | Yes | CPF-EPW-1 | CPF-EPW-1-611 | ChargePoint - L3 Assure | Additional 1 year parts only warranty for CPF Single Port station. | EA | 108.61 | 105.3517 | 3% | N/A | N/A
47QMCA22A0005 | CARAHSOFT TECHNOLOGY CORPORATION | ChargePoint | Yes | CPF-EPW-2 | CPF-EPW-2-611 | ChargePoint - L3 Assure | Additional 2 year parts only warranty for CPF Single Port station. | EA | 217.23 | 210.7131 | 3% | N/A | N/A
47QMCA22A0005 | CARAHSOFT TECHNOLOGY CORPORATION | ChargePoint | Yes | CPF-EPW-3 | CPF-EPW-3-611 | ChargePoint - L3 Assure | Additional 3 year parts only warranty for CPF Single Port station. | EA | 296.22 | 287.3334 | 3% | N/A | N/A
47QMCA22A0005 | CARAHSOFT TECHNOLOGY CORPORATION | ChargePoint | Yes | CPF-EPW-4 | CPF-EPW-4-611 | ChargePoint - L3 Assure | Additional 4 year parts only warranty for CPF Single Port station. | EA | 394.96 | 383.1112 | 3% | N/A | N/A
47QMCA22A0005 | CARAHSOFT TECHNOLOGY CORPORATION | ChargePoint | Yes | CPF-EPW-5 | CPF-EPW-5-611 | ChargePoint - L3 Assure | Additional 5 year parts only warranty for CPF Single Port station. | EA | 444.33 | 431.0001 | 3% | N/A | N/A
47QMCA22A0005 | CARAHSOFT TECHNOLOGY CORPORATION | ChargePoint | Yes | CPF-EPW-6 | CPF-EPW-6-611 | ChargePoint - L3 Assure | Additional 6 year parts only warranty for CPF Single Port station. | EA | 592.44 | 574.6668 | 3% | N/A | N/A
47QMCA22A0005 | CARAHSOFT TECHNOLOGY CORPORATION | ChargePoint | Yes | CPF-EPW-7 | CPF-EPW-7-611 | ChargePoint - L3 Assure | Additional 7 year parts only warranty for CPF Single Port station. | EA | 691.18 | 670.4446 | 3% | N/A | N/A
47QMCA22A0005 | CARAHSOFT TECHNOLOGY CORPORATION | ChargePoint | Yes | CPF-EPW-8 | CPF-EPW-8-611 | ChargePoint - L3 Assure | Additional 8 year parts only warranty for CPF Single Port station. | EA | 868.92 | 842.8524 | 3% | N/A | N/A
47QMCA22A0005 | CARAHSOFT TECHNOLOGY CORPORATION | ChargePoint | Yes | CPF-EPW-9 | CPF-EPW-9-611 | ChargePoint - L3 Assure | Additional 9 year parts only warranty for CPF Single Port station. | EA | 977.53 | 948.2041 | 3% | N/A | N/A
47QMCA22A0005 | CARAHSOFT TECHNOLOGY CORPORATION | ChargePoint | Yes | CT4000-ASSURE10 | CT4000-ASSURE10-611 | ChargePoint - L3 Assure | 10 prepaid years of ChargePoint Assure for CT4000 stations. Includes Parts and Labor Warranty, Remote Technical Support, On-Site Repairs when needed, Unlimited Configuration Changes, and Reporting. | EA | 6220.65 | 6034.0305 | 3% | N/A | N/A
47QMCA22A0005 | CARAHSOFT TECHNOLOGY CORPORATION | ChargePoint | Yes | CT4000-ASSURE6 | CT4000-ASSURE6-611 | ChargePoint - L3 Assure | 6 prepaid years of ChargePoint Assure for CT4000 stations. Includes Parts and Labor Warranty, Remote Technical Support, On-Site Repairs when needed, Unlimited Configuration Changes, and Reporting. | EA | 3021.46 | 2930.8162 | 3% | N/A | N/A
47QMCA22A0005 | CARAHSOFT TECHNOLOGY CORPORATION | ChargePoint | Yes | CT4000-ASSURE7 | CT4000-ASSURE7-611 | ChargePoint - L3 Assure | 7 prepaid years of ChargePoint Assure for CT4000 stations. Includes Parts and Labor Warranty, Remote Technical Support, On-Site Repairs when needed, Unlimited Configuration Changes, and Reporting. | EA | 3732.39 | 3620.4183 | 3% | N/A | N/A
47QMCA22A0005 | CARAHSOFT TECHNOLOGY CORPORATION | ChargePoint | Yes | CT4000-ASSURE8 | CT4000-ASSURE8-611 | ChargePoint - L3 Assure | 8 prepaid years of ChargePoint Assure for CT4000 stations. Includes Parts and Labor Warranty, Remote Technical Support, On-Site Repairs when needed, Unlimited Configuration Changes, and Reporting. | EA | 4502.57 | 4367.4929 | 3% | N/A | N/A
47QMCA22A0005 | CARAHSOFT TECHNOLOGY CORPORATION | ChargePoint | Yes | CT4000-ASSURE9 | CT4000-ASSURE9-611 | ChargePoint - L3 Assure | 9 prepaid years of ChargePoint Assure for CT4000 stations. Includes Parts and Labor Warranty, Remote Technical Support, On-Site Repairs when needed, Unlimited Configuration Changes, and Reporting. | EA | 5331.99 | 5172.0303 | 3% | N/A | N/A
47QMCA22A0005 | CARAHSOFT TECHNOLOGY CORPORATION | ChargePoint | Yes | CT4000-EPW-1 | CT4000-EPW-1-611 | ChargePoint - L3 Assure | 1 additional year parts only warranty for the CT4000. | EA | 444.33 | 431.0001 | 3% | N/A | N/A
47QMCA22A0005 | CARAHSOFT TECHNOLOGY CORPORATION | ChargePoint | Yes | CT4000-EPW-2 | CT4000-EPW-2-611 | ChargePoint - L3 Assure | 2 additional years parts only warranty for the CT4000. | EA | 849.17 | 823.6949 | 3% | N/A | N/A
47QMCA22A0005 | CARAHSOFT TECHNOLOGY CORPORATION | ChargePoint | Yes | CT4000-EPW-3 | CT4000-EPW-3-611 | ChargePoint - L3 Assure | 3 additional years parts only warranty for the CT4000. | EA | 1214.51 | 1178.0747 | 3% | N/A | N/A
47QMCA22A0005 | CARAHSOFT TECHNOLOGY CORPORATION | ChargePoint | Yes | CT4000-EPW-4 | CT4000-EPW-4-611 | ChargePoint - L3 Assure | 4 additional years parts only warranty for the CT4000. | EA | 1500.86 | 1455.8342 | 3% | N/A | N/A
47QMCA22A0005 | CARAHSOFT TECHNOLOGY CORPORATION | ChargePoint | Yes | CT4000-EPW-5 | CT4000-EPW-5-611 | ChargePoint - L3 Assure | 5 additional years parts only warranty for the CT4000. | EA | 1777.33 | 1724.0101 | 3% | N/A | N/A
47QMCA22A0005 | CARAHSOFT TECHNOLOGY CORPORATION | ChargePoint | Yes | CT4000-EPW-6 | CT4000-EPW-6-611 | ChargePoint - L3 Assure | 6 additional years parts only warranty for the CT4000. | EA | 2251.28 | 2183.7416 | 3% | N/A | N/A
47QMCA22A0005 | CARAHSOFT TECHNOLOGY CORPORATION | ChargePoint | Yes | CT4000-EPW-7 | CT4000-EPW-7-611 | ChargePoint - L3 Assure | 7 additional years parts only warranty for the CT4000. | EA | 2833.85 | 2748.8345 | 3% | N/A | N/A
47QMCA22A0005 | CARAHSOFT TECHNOLOGY CORPORATION | ChargePoint | Yes | CT4000-EPW-8 | CT4000-EPW-8-611 | ChargePoint - L3 Assure | 8 additional years parts only warranty for the CT4000. | EA | 3396.68 | 3294.7796 | 3% | N/A | N/A
47QMCA22A0005 | CARAHSOFT TECHNOLOGY CORPORATION | ChargePoint | Yes | CT4000-EPW-9 | CT4000-EPW-9-611 | ChargePoint - L3 Assure | 9 additional years parts only warranty for the CT4000. | EA | 3998.99 | 3879.0203 | 3% | N/A | N/A
47QMCA22A0005 | CARAHSOFT TECHNOLOGY CORPORATION | ChargePoint | Yes | EXPP-BLOCK-ASSURE-1 | EXPP-BLOCK-ASSURE-1-611 | ChargePoint - L3 Assure | 1 prepaid year of ChargePoint Assure for Express Plus Power Block. Includes Parts and Labor Warranty, Remote Technical Support, On-Site Repairs when needed, Unlimited Configuration Changes, and Reporting. | EA | 7158.69 | 6943.9293 | 3% | N/A | N/A
47QMCA22A0005 | CARAHSOFT TECHNOLOGY CORPORATION | ChargePoint | Yes | EXPP-BLOCK-ASSURE-10 | EXPP-BLOCK-ASSURE-10-611 | ChargePoint - L3 Assure | 10 prepaid years of ChargePoint Assure for Express Plus Power Block. Includes Parts and Labor Warranty, Remote Technical Support, On-Site Repairs when needed, Unlimited Configuration Changes, and Reporting. | EA | 75141.56 | 72887.3132 | 3% | N/A | N/A
47QMCA22A0005 | CARAHSOFT TECHNOLOGY CORPORATION | ChargePoint | Yes | EXPP-BLOCK-ASSURE-11 | EXPP-BLOCK-ASSURE-11-611 | ChargePoint - L3 Assure | 11 prepaid years of ChargePoint Assure for Express Plus Power Block. Includes Parts and Labor Warranty, Remote Technical Support, On-Site Repairs when needed, Unlimited Configuration Changes, and Reporting. | EA | 83524.63 | 81018.8911 | 3% | N/A | N/A
47QMCA22A0005 | CARAHSOFT TECHNOLOGY CORPORATION | ChargePoint | Yes | EXPP-BLOCK-ASSURE-12 | EXPP-BLOCK-ASSURE-12-611 | ChargePoint - L3 Assure | 12 prepaid years of ChargePoint Assure for Express Plus Power Block. Includes Parts and Labor Warranty, Remote Technical Support, On-Site Repairs when needed, Unlimited Configuration Changes, and Reporting. | EA | 91947.2 | 89188.784 | 3% | N/A | N/A
47QMCA22A0005 | CARAHSOFT TECHNOLOGY CORPORATION | ChargePoint | Yes | EXPP-BLOCK-ASSURE-2 | EXPP-BLOCK-ASSURE-2-611 | ChargePoint - L3 Assure | 2 prepaid years of ChargePoint Assure for Express Plus Power Block. Includes Parts and Labor Warranty, Remote Technical Support, On-Site Repairs when needed, Unlimited Configuration Changes, and Reporting. | EA | 13606.45 | 13198.2565 | 3% | N/A | N/A
47QMCA22A0005 | CARAHSOFT TECHNOLOGY CORPORATION | ChargePoint | Yes | EXPP-BLOCK-ASSURE-3 | EXPP-BLOCK-ASSURE-3-611 | ChargePoint - L3 Assure | 3 prepaid years of ChargePoint Assure for Express Plus Power Block. Includes Parts and Labor Warranty, Remote Technical Support, On-Site Repairs when needed, Unlimited Configuration Changes, and Reporting. | EA | 19343.27 | 18762.9719 | 3% | N/A | N/A
47QMCA22A0005 | CARAHSOFT TECHNOLOGY CORPORATION | ChargePoint | Yes | EXPP-BLOCK-ASSURE-4 | EXPP-BLOCK-ASSURE-4-611 | ChargePoint - L3 Assure | 4 prepaid years of ChargePoint Assure for Express Plus Power Block. Includes Parts and Labor Warranty, Remote Technical Support, On-Site Repairs when needed, Unlimited Configuration Changes, and Reporting. | EA | 24329.67 | 23599.7799 | 3% | N/A | N/A
47QMCA22A0005 | CARAHSOFT TECHNOLOGY CORPORATION | ChargePoint | Yes | EXPP-BLOCK-ASSURE-5 | EXPP-BLOCK-ASSURE-5-611 | ChargePoint - L3 Assure | 5 prepaid years of ChargePoint Assure for Express Plus Power Block. Includes Parts and Labor Warranty, Remote Technical Support, On-Site Repairs when needed, Unlimited Configuration Changes, and Reporting. | EA | 28634.76 | 27775.7172 | 3% | N/A | N/A
47QMCA22A0005 | CARAHSOFT TECHNOLOGY CORPORATION | ChargePoint | Yes | EXPP-BLOCK-ASSURE-6 | EXPP-BLOCK-ASSURE-6-611 | ChargePoint - L3 Assure | 6 prepaid years of ChargePoint Assure for Express Plus Power Block. Includes Parts and Labor Warranty, Remote Technical Support, On-Site Repairs when needed, Unlimited Configuration Changes, and Reporting. | EA | 36494.51 | 35399.6747 | 3% | N/A | N/A
47QMCA22A0005 | CARAHSOFT TECHNOLOGY CORPORATION | ChargePoint | Yes | EXPP-BLOCK-ASSURE-7 | EXPP-BLOCK-ASSURE-7-611 | ChargePoint - L3 Assure | 7 prepaid years of ChargePoint Assure for Express Plus Power Block. Includes Parts and Labor Warranty, Remote Technical Support, On-Site Repairs when needed, Unlimited Configuration Changes, and Reporting. | EA | 45134.31 | 43780.2807 | 3% | N/A | N/A
47QMCA22A0005 | CARAHSOFT TECHNOLOGY CORPORATION | ChargePoint | Yes | EXPP-BLOCK-ASSURE-8 | EXPP-BLOCK-ASSURE-8-611 | ChargePoint - L3 Assure | 8 prepaid years of ChargePoint Assure for Express Plus Power Block. Includes Parts and Labor Warranty, Remote Technical Support, On-Site Repairs when needed, Unlimited Configuration Changes, and Reporting. | EA | 54425.79 | 52793.0163 | 3% | N/A | N/A
47QMCA22A0005 | CARAHSOFT TECHNOLOGY CORPORATION | ChargePoint | Yes | EXPP-BLOCK-ASSURE-9 | EXPP-BLOCK-ASSURE-9-611 | ChargePoint - L3 Assure | 9 prepaid years of ChargePoint Assure for Express Plus Power Block. Includes Parts and Labor Warranty, Remote Technical Support, On-Site Repairs when needed, Unlimited Configuration Changes, and Reporting. | EA | 64428.21 | 62495.3637 | 3% | N/A | N/A
47QMCA22A0005 | CARAHSOFT TECHNOLOGY CORPORATION | ChargePoint | Yes | EXPP-BLOCK-EPW-1 | EXPP-BLOCK-EPW-1-611 | ChargePoint - L3 Assure | Additional 1 year parts only warranty for Express Plus Power Block. | EA | 6299.65 | 6110.6605 | 3% | N/A | N/A
47QMCA22A0005 | CARAHSOFT TECHNOLOGY CORPORATION | ChargePoint | Yes | EXPP-BLOCK-EPW-10 | EXPP-BLOCK-EPW-10-611 | ChargePoint - L3 Assure | Additional 10 years parts only warranty for Express Plus Power Block. | EA | 66057.43 | 64075.7071 | 3% | N/A | N/A
47QMCA22A0005 | CARAHSOFT TECHNOLOGY CORPORATION | ChargePoint | Yes | EXPP-BLOCK-EPW-11 | EXPP-BLOCK-EPW-11-611 | ChargePoint - L3 Assure | Additional 11 years parts only warranty for Express Plus Power Block. | EA | 73423.48 | 71220.7756 | 3% | N/A | N/A
47QMCA22A0005 | CARAHSOFT TECHNOLOGY CORPORATION | ChargePoint | Yes | EXPP-BLOCK-EPW-2 | EXPP-BLOCK-EPW-2-611 | ChargePoint - L3 Assure | Additional 2 years parts only warranty for Express Plus Power Block. | EA | 11967.36 | 11608.3392 | 3% | N/A | N/A
47QMCA22A0005 | CARAHSOFT TECHNOLOGY CORPORATION | ChargePoint | Yes | EXPP-BLOCK-EPW-3 | EXPP-BLOCK-EPW-3-611 | ChargePoint - L3 Assure | Additional 3 years parts only warranty for Express Plus Power Block. | EA | 17003.12 | 16493.0264 | 3% | N/A | N/A
47QMCA22A0005 | CARAHSOFT TECHNOLOGY CORPORATION | ChargePoint | Yes | EXPP-BLOCK-EPW-4 | EXPP-BLOCK-EPW-4-611 | ChargePoint - L3 Assure | Additional 4 years parts only warranty for Express Plus Power Block. | EA | 21406.95 | 20764.7415 | 3% | N/A | N/A
47QMCA22A0005 | CARAHSOFT TECHNOLOGY CORPORATION | ChargePoint | Yes | EXPP-BLOCK-EPW-5 | EXPP-BLOCK-EPW-5-611 | ChargePoint - L3 Assure | Additional 5 years parts only warranty for Express Plus Power Block. | EA | 25178.84 | 24423.4748 | 3% | N/A | N/A
47QMCA22A0005 | CARAHSOFT TECHNOLOGY CORPORATION | ChargePoint | Yes | EXPP-BLOCK-EPW-6 | EXPP-BLOCK-EPW-6-611 | ChargePoint - L3 Assure | Additional 6 years parts only warranty for Express Plus Power Block. | EA | 32110.43 | 31147.1171 | 3% | N/A | N/A
47QMCA22A0005 | CARAHSOFT TECHNOLOGY CORPORATION | ChargePoint | Yes | EXPP-BLOCK-EPW-7 | EXPP-BLOCK-EPW-7-611 | ChargePoint - L3 Assure | Additional 7 years parts only warranty for Express Plus Power Block. | EA | 39673.95 | 38483.7315 | 3% | N/A | N/A
47QMCA22A0005 | CARAHSOFT TECHNOLOGY CORPORATION | ChargePoint | Yes | EXPP-BLOCK-EPW-8 | EXPP-BLOCK-EPW-8-611 | ChargePoint - L3 Assure | Additional 8 years parts only warranty for Express Plus Power Block. | EA | 47869.42 | 46433.3374 | 3% | N/A | N/A
47QMCA22A0005 | CARAHSOFT TECHNOLOGY CORPORATION | ChargePoint | Yes | EXPP-BLOCK-EPW-9 | EXPP-BLOCK-EPW-9-611 | ChargePoint - L3 Assure | Additional 9 years parts only warranty for Express Plus Power Block. | EA | 56696.83 | 54995.9251 | 3% | N/A | N/A
47QMCA22A0005 | CARAHSOFT TECHNOLOGY CORPORATION | ChargePoint | Yes | EXPP-PL1000-DUAL-ASSURE-1 | EXPP-PL1000-DUAL-ASSURE-1-611 | ChargePoint - L3 Assure | 1 prepaid year of ChargePoint Assure for the Express Plus Power Link 1000 dual cable dispenser. Includes Parts and Labor Warranty, Remote Technical Support, On-Site Repairs when needed, Unlimited Configuration Changes, and Reporting. | EA | 1471.23 | 1427.0931 | 3% | N/A | N/A
47QMCA22A0005 | CARAHSOFT TECHNOLOGY CORPORATION | ChargePoint | Yes | EXPP-PL1000-DUAL-ASSURE-10 | EXPP-PL1000-DUAL-ASSURE-10-611 | ChargePoint - L3 Assure | 10 prepaid years of ChargePoi Assure for the Express Plus Power Link 1000 dual cable dispenser. Includes Parts and Labor Warray, Remote Technical Support, On-Site Repairs when needed, Unlimited Configuration Changes, and Reporting. | EA | 15403.53 | 14941.4241 | 3% | N/A | N/A
47QMCA22A0005 | CARAHSOFT TECHNOLOGY CORPORATION | ChargePoint | Yes | EXPP-PL1000-DUAL-ASSURE-2 | EXPP-PL1000-DUAL-ASSURE-2-611 | ChargePoint - L3 Assure | 2 prepaid years of ChargePoint Assure for the Express Plus Power Link 1000 dual cable dispenser. Includes Parts and Labor Warranty, Remote Technical Support, On-Site Repairs when needed, Unlimited Configuration Changes, and Reporting. | EA | 2784.48 | 2700.9456 | 3% | N/A | N/A
47QMCA22A0005 | CARAHSOFT TECHNOLOGY CORPORATION | ChargePoint | Yes | EXPP-PL1000-DUAL-ASSURE-3 | EXPP-PL1000-DUAL-ASSURE-3-611 | ChargePoint - L3 Assure | 3 prepaid years of ChargePoint Assure for the Express Plus Power Link 1000 dual cable dispenser. Includes Parts and Labor Warranty, Remote Technical Support, On-Site Repairs when needed, Unlimited Configuration Changes, and Reporting. | EA | 3969.37 | 3850.2889 | 3% | N/A | N/A
47QMCA22A0005 | CARAHSOFT TECHNOLOGY CORPORATION | ChargePoint | Yes | EXPP-PL1000-DUAL-ASSURE-4 | EXPP-PL1000-DUAL-ASSURE-4-611 | ChargePoint - L3 Assure | 4 prepaid years of ChargePoint Assure for the Express Plus Power Link 1000 dual cable dispenser. Includes Parts and Labor Warranty, Remote Technical Support, On-Site Repairs when needed, Unlimited Configuration Changes, and Reporting. | EA | 4976.52 | 4827.2244 | 3% | N/A | N/A
47QMCA22A0005 | CARAHSOFT TECHNOLOGY CORPORATION | ChargePoint | Yes | EXPP-PL1000-DUAL-ASSURE-5 | EXPP-PL1000-DUAL-ASSURE-5-611 | ChargePoint - L3 Assure | 5 prepaid years of ChargePoint Assure for the Express Plus Power Link 1000 dual cable dispenser. Includes Parts and Labor Warranty, Remote Technical Support, On-Site Repairs when needed, Unlimited Configuration Changes, and Reporting. | EA | 5875.06 | 5698.8082 | 3% | N/A | N/A
47QMCA22A0005 | CARAHSOFT TECHNOLOGY CORPORATION | ChargePoint | Yes | EXPP-PL1000-DUAL-ASSURE-5-NACS | EXPP-PL1000-DUAL-ASSURE-5-NACS-611 | ChargePoint - L3 Assure | 5 prepaid years of ChargePoint Assure for the Express Plus Power Link 1000 dual cable dispenser. Includes Parts and Labor Warranty, Remote Technical Support, On-Site Repairs when needed, Unlimited Configuration Changes, and Reporting. Includes parts and | EA | 5875.06 | 5698.8082 | 3% | N/A | N/A
47QMCA22A0005 | CARAHSOFT TECHNOLOGY CORPORATION | ChargePoint | Yes | EXPP-PL1000-DUAL-ASSURE-6 | EXPP-PL1000-DUAL-ASSURE-6-611 | ChargePoint - L3 Assure | 6 prepaid years of ChargePoint Assure for the Express Plus Power Link 1000 dual cable dispenser. Includes Parts and Labor Warranty, Remote Technical Support, On-Site Repairs when needed, Unlimited Configuration Changes, and Reporting. | EA | 7464.79 | 7240.8463 | 3% | N/A | N/A
47QMCA22A0005 | CARAHSOFT TECHNOLOGY CORPORATION | ChargePoint | Yes | EXPP-PL1000-DUAL-ASSURE-7 | EXPP-PL1000-DUAL-ASSURE-7-611 | ChargePoint - L3 Assure | 7 prepaid years of ChargePoint Assure for the Express Plus Power Link 1000 dual cable dispenser. Includes Parts and Labor Warranty, Remote Technical Support, On-Site Repairs when needed, Unlimited Configuration Changes, and Reporting. | EA | 9261.86 | 8984.0042 | 3% | N/A | N/A
47QMCA22A0005 | CARAHSOFT TECHNOLOGY CORPORATION | ChargePoint | Yes | EXPP-PL1000-DUAL-ASSURE-8 | EXPP-PL1000-DUAL-ASSURE-8-611 | ChargePoint - L3 Assure | 8 prepaid years of ChargePoint Assure for the Express Plus Power Link 1000 dual cable dispenser. Includes Parts and Labor Warranty, Remote Technical Support, On-Site Repairs when needed, Unlimited Configuration Changes, and Reporting. | EA | 11137.93 | 10803.7921 | 3% | N/A | N/A
47QMCA22A0005 | CARAHSOFT TECHNOLOGY CORPORATION | ChargePoint | Yes | EXPP-PL1000-DUAL-ASSURE-9 | EXPP-PL1000-DUAL-ASSURE-9-611 | ChargePoint - L3 Assure | 9 prepaid years of ChargePoint Assure for the Express Plus Power Link 1000 dual cable dispenser. Includes Parts and Labor Warranty, Remote Technical Support, On-Site Repairs when needed, Unlimited Configuration Changes, and Reporting. | EA | 13241.11 | 12843.8767 | 3% | N/A | N/A
47QMCA22A0005 | CARAHSOFT TECHNOLOGY CORPORATION | ChargePoint | Yes | EXPP-PL1000-DUAL-EPW-1 | EXPP-PL1000-DUAL-EPW-1-611 | ChargePoint - L3 Assure | Additional 1 year parts only warranty for Express Plus Power Link 1000 dual cable dispenser. | EA | 1293.5 | 1254.695 | 3% | N/A | N/A
47QMCA22A0005 | CARAHSOFT TECHNOLOGY CORPORATION | ChargePoint | Yes | EXPP-PL1000-DUAL-EPW-2 | EXPP-PL1000-DUAL-EPW-2-611 | ChargePoint - L3 Assure | Additional 2 years parts only warranty for Express Plus Power Link 1000 dual cable dispenser. | EA | 2468.51 | 2394.4547 | 3% | N/A | N/A
47QMCA22A0005 | CARAHSOFT TECHNOLOGY CORPORATION | ChargePoint | Yes | EXPP-PL1000-DUAL-EPW-3 | EXPP-PL1000-DUAL-EPW-3-611 | ChargePoint - L3 Assure | Additional 3 years parts only warranty for Express Plus Power Link 1000 dual cable dispenser. | EA | 3495.42 | 3390.5574 | 3% | N/A | N/A
47QMCA22A0005 | CARAHSOFT TECHNOLOGY CORPORATION | ChargePoint | Yes | EXPP-PL1000-DUAL-EPW-4 | EXPP-PL1000-DUAL-EPW-4-611 | ChargePoint - L3 Assure | Additional 4 years parts only warranty for Express Plus Power Link 1000 dual cable dispenser. | EA | 4423.58 | 4290.8726 | 3% | N/A | N/A
47QMCA22A0005 | CARAHSOFT TECHNOLOGY CORPORATION | ChargePoint | Yes | EXPP-PL1000-DUAL-EPW-5 | EXPP-PL1000-DUAL-EPW-5-611 | ChargePoint - L3 Assure | Additional 5 years parts only warranty for Express Plus Power Link 1000 dual cable dispenser. | EA | 5183.88 | 5028.3636 | 3% | N/A | N/A
47QMCA22A0005 | CARAHSOFT TECHNOLOGY CORPORATION | ChargePoint | Yes | EXPP-PL1000-DUAL-EPW-6 | EXPP-PL1000-DUAL-EPW-6-611 | ChargePoint - L3 Assure | Additional 6 years parts only warranty for Express Plus Power Link 1000 dual cable dispenser. | EA | 6635.37 | 6436.3089 | 3% | N/A | N/A
47QMCA22A0005 | CARAHSOFT TECHNOLOGY CORPORATION | ChargePoint | Yes | EXPP-PL1000-DUAL-EPW-7 | EXPP-PL1000-DUAL-EPW-7-611 | ChargePoint - L3 Assure | Additional 7 years parts only warranty for Express Plus Power Link 1000 dual cable dispenser. | EA | 8155.97 | 7911.2909 | 3% | N/A | N/A
47QMCA22A0005 | CARAHSOFT TECHNOLOGY CORPORATION | ChargePoint | Yes | EXPP-PL1000-DUAL-EPW-8 | EXPP-PL1000-DUAL-EPW-8-611 | ChargePoint - L3 Assure | Additional 8 years parts only warranty for Express Plus Power Link 1000 dual cable dispenser. | EA | 9874.06 | 9577.8382 | 3% | N/A | N/A
47QMCA22A0005 | CARAHSOFT TECHNOLOGY CORPORATION | ChargePoint | Yes | EXPP-PL1000-DUAL-EPW-9 | EXPP-PL1000-DUAL-EPW-9-611 | ChargePoint - L3 Assure | Additional 9 years parts only warranty for Express Plus Power Link 1000 dual cable dispenser. | EA | 11641.51 | 11292.2647 | 3% | N/A | N/A
47QMCA22A0005 | CARAHSOFT TECHNOLOGY CORPORATION | ChargePoint | Yes | EXPP-PL1000-SINGLE-ASSURE-1 | EXPP-PL1000-SINGLE-ASSURE-1-611 | ChargePoint - L3 Assure | 1 prepaid year of ChargePoint Assure for the Express Plus Power Link 1000 single cable dispenser. Includes Parts and Labor Warranty, Remote Technical Support, On-Site Repairs when needed, Unlimited Configuration Changes, and Reporting. | EA | 1194.76 | 1158.9172 | 3% | N/A | N/A
47QMCA22A0005 | CARAHSOFT TECHNOLOGY CORPORATION | ChargePoint | Yes | EXPP-PL1000-SINGLE-ASSURE-10 | EXPP-PL1000-SINGLE-ASSURE-10-611 | ChargePoint - L3 Assure | 10 prepaid years of ChargePoint Assure for the Express Plus Power Link 1000 single cable dispenser. Includes Parts and Labor Warranty, Remote Technical Support, On-Site Repairs when needed, Unlimited Configuration Changes, and Reporting. | EA | 12540.05 | 12163.8485 | 3% | N/A | N/A
47QMCA22A0005 | CARAHSOFT TECHNOLOGY CORPORATION | ChargePoint | Yes | EXPP-PL1000-SINGLE-ASSURE-2 | EXPP-PL1000-SINGLE-ASSURE-2-611 | ChargePoint - L3 Assure | 2 prepaid years of ChargePoint Assure for the Express Plus Power Link 1000 single cable dispenser. Includes Parts and Labor Warranty, Remote Technical Support, On-Site Repairs when needed, Unlimited Configuration Changes, and Reporting. | EA | 2271.03 | 2202.8991 | 3% | N/A | N/A
47QMCA22A0005 | CARAHSOFT TECHNOLOGY CORPORATION | ChargePoint | Yes | EXPP-PL1000-SINGLE-ASSURE-3 | EXPP-PL1000-SINGLE-ASSURE-3-611 | ChargePoint - L3 Assure | 3 prepaid years of ChargePoint Assure for the Express Plus Power Link 1000 single cable dispenser. Includes Parts and Labor Warranty, Remote Technical Support, On-Site Repairs when needed, Unlimited Configuration Changes, and Reporting. | EA | 3228.82 | 3131.9554 | 3% | N/A | N/A
47QMCA22A0005 | CARAHSOFT TECHNOLOGY CORPORATION | ChargePoint | Yes | EXPP-PL1000-SINGLE-ASSURE-4 | EXPP-PL1000-SINGLE-ASSURE-4-611 | ChargePoint - L3 Assure | 4 prepaid years of ChargePoint Assure for the Express Plus Power Link 1000 single cable dispenser. Includes Parts and Labor Warranty, Remote Technical Support, On-Site Repairs when needed, Unlimited Configuration Changes, and Reporting. | EA | 4068.11 | 3946.0667 | 3% | N/A | N/A
47QMCA22A0005 | CARAHSOFT TECHNOLOGY CORPORATION | ChargePoint | Yes | EXPP-PL1000-SINGLE-ASSURE-5 | EXPP-PL1000-SINGLE-ASSURE-5-611 | ChargePoint - L3 Assure | 5 prepaid years of ChargePoint Assure for the Express Plus Power Link 1000 single cable dispenser. Includes Parts and Labor Warranty, Remote Technical Support, On-Site Repairs when needed, Unlimited Configuration Changes, and Reporting. | EA | 4788.92 | 4645.2524 | 3% | N/A | N/A
47QMCA22A0005 | CARAHSOFT TECHNOLOGY CORPORATION | ChargePoint | Yes | EXPP-PL1000-SINGLE-ASSURE-6 | EXPP-PL1000-SINGLE-ASSURE-6-611 | ChargePoint - L3 Assure | 6 prepaid years of ChargePoint Assure for the Express Plus Power Link 1000 single cable dispenser. Includes Parts and Labor Warranty, Remote Technical Support, On-Site Repairs when needed, Unlimited Configuration Changes, and Reporting. | EA | 6102.17 | 5919.1049 | 3% | N/A | N/A
47QMCA22A0005 | CARAHSOFT TECHNOLOGY CORPORATION | ChargePoint | Yes | EXPP-PL1000-SINGLE-ASSURE-7 | EXPP-PL1000-SINGLE-ASSURE-7-611 | ChargePoint - L3 Assure | 7 prepaid years of ChargePoint Assure for the Express Plus Power Link 1000 single cable dispenser. Includes Parts and Labor Warranty, Remote Technical Support, On-Site Repairs when needed, Unlimited Configuration Changes, and Reporting. | EA | 7533.9 | 7307.883 | 3% | N/A | N/A
47QMCA22A0005 | CARAHSOFT TECHNOLOGY CORPORATION | ChargePoint | Yes | EXPP-PL1000-SINGLE-ASSURE-8 | EXPP-PL1000-SINGLE-ASSURE-8-611 | ChargePoint - L3 Assure | 8 prepaid years of ChargePoint Assure for the Express Plus Power Link 1000 single cable dispenser. Includes Parts and Labor Warranty, Remote Technical Support, On-Site Repairs when needed, Unlimited Configuration Changes, and Reporting. | EA | 9084.13 | 8811.6061 | 3% | N/A | N/A
47QMCA22A0005 | CARAHSOFT TECHNOLOGY CORPORATION | ChargePoint | Yes | EXPP-PL1000-SINGLE-ASSURE-9 | EXPP-PL1000-SINGLE-ASSURE-9-611 | ChargePoint - L3 Assure | 9 prepaid years of ChargePoint Assure for the Express Plus Power Link 1000 single cable dispenser. Includes Parts and Labor Warranty, Remote Technical Support, On-Site Repairs when needed, Unlimited Configuration Changes, and Reporting. | EA | 10752.85 | 10430.2645 | 3% | N/A | N/A
47QMCA22A0005 | CARAHSOFT TECHNOLOGY CORPORATION | ChargePoint | Yes | EXPP-PL1000-SINGLE-EPW-1 | EXPP-PL1000-SINGLE-EPW-1-611 | ChargePoint - L3 Assure | Additional 1 year parts only warranty for Express Plus Power Link 1000 single cable dispenser. | EA | 1066.4 | 1034.408 | 3% | N/A | N/A
47QMCA22A0005 | CARAHSOFT TECHNOLOGY CORPORATION | ChargePoint | Yes | EXPP-PL1000-SINGLE-EPW-2 | EXPP-PL1000-SINGLE-EPW-2-611 | ChargePoint - L3 Assure | Additional 2 years parts only warranty for Express Plus Power Link 1000 single cable dispenser. | EA | 2014.31 | 1953.8807 | 3% | N/A | N/A
47QMCA22A0005 | CARAHSOFT TECHNOLOGY CORPORATION | ChargePoint | Yes | EXPP-PL1000-SINGLE-EPW-3 | EXPP-PL1000-SINGLE-EPW-3-611 | ChargePoint - L3 Assure | Additional 3 years parts only warranty for Express Plus Power Link 1000 single cable dispenser. | EA | 2873.35 | 2787.1495 | 3% | N/A | N/A
47QMCA22A0005 | CARAHSOFT TECHNOLOGY CORPORATION | ChargePoint | Yes | EXPP-PL1000-SINGLE-EPW-4 | EXPP-PL1000-SINGLE-EPW-4-611 | ChargePoint - L3 Assure | Additional 4 years parts only warranty for Express Plus Power Link 1000 single cable dispenser. | EA | 3594.16 | 3486.3352 | 3% | N/A | N/A
47QMCA22A0005 | CARAHSOFT TECHNOLOGY CORPORATION | ChargePoint | Yes | EXPP-PL1000-SINGLE-EPW-5 | EXPP-PL1000-SINGLE-EPW-5-611 | ChargePoint - L3 Assure | Additional 5 years parts only warranty for Express Plus Power Link 1000 single cable dispenser. | EA | 4245.84 | 4118.4648 | 3% | N/A | N/A
47QMCA22A0005 | CARAHSOFT TECHNOLOGY CORPORATION | ChargePoint | Yes | EXPP-PL1000-SINGLE-EPW-6 | EXPP-PL1000-SINGLE-EPW-6-611 | ChargePoint - L3 Assure | Additional 6 years parts only warranty for Express Plus Power Link 1000 single cable dispenser. | EA | 5391.23 | 5229.4931 | 3% | N/A | N/A
47QMCA22A0005 | CARAHSOFT TECHNOLOGY CORPORATION | ChargePoint | Yes | EXPP-PL1000-SINGLE-EPW-7 | EXPP-PL1000-SINGLE-EPW-7-611 | ChargePoint - L3 Assure | Additional 7 years parts only warranty for Express Plus Power Link 1000 single cable dispenser. | EA | 6704.48 | 6503.3456 | 3% | N/A | N/A
47QMCA22A0005 | CARAHSOFT TECHNOLOGY CORPORATION | ChargePoint | Yes | EXPP-PL1000-SINGLE-EPW-8 | EXPP-PL1000-SINGLE-EPW-8-611 | ChargePoint - L3 Assure | Additional 8 years parts only warranty for Express Plus Power Link 1000 single cable dispenser. | EA | 8057.23 | 7815.5131 | 3% | N/A | N/A
47QMCA22A0005 | CARAHSOFT TECHNOLOGY CORPORATION | ChargePoint | Yes | EXPP-PL1000-SINGLE-EPW-9 | EXPP-PL1000-SINGLE-EPW-9-611 | ChargePoint - L3 Assure | Additional 9 years parts only warranty for Express Plus Power Link 1000 single cable dispenser. | EA | 9597.58 | 9309.6526 | 3% | N/A | N/A
47QMCA22A0005 | CARAHSOFT TECHNOLOGY CORPORATION | ChargePoint | Yes | EXPP-PL2000-DUAL-ASSURE-1 | EXPP-PL2000-DUAL-ASSURE-1-611 | ChargePoint - L3 Assure | 1 prepaid year of ChargePoint Assure for the Express Plus Power Link 2000 dual cable dispenser. Includes Parts and Labor Warranty, Remote Technical Support, On-Site Repairs when needed, Unlimited Configuration Changes, and Reporting. | EA | 2458.64 | 2384.8808 | 3% | N/A | N/A
47QMCA22A0005 | CARAHSOFT TECHNOLOGY CORPORATION | ChargePoint | Yes | EXPP-PL2000-DUAL-ASSURE-10 | EXPP-PL2000-DUAL-ASSURE-10-611 | ChargePoint - L3 Assure | 10 prepaid years of ChargePoi Assure for the Express Plus Power Link 2000 dual cable dispenser. Includes Parts and Labor Warray, Remote Technical Support, On-Site Repairs when needed, Unlimited Configuration Changes, and Reporting. | EA | 25771.28 | 24998.1416 | 3% | N/A | N/A
47QMCA22A0005 | CARAHSOFT TECHNOLOGY CORPORATION | ChargePoint | Yes | EXPP-PL2000-DUAL-ASSURE-11 | EXPP-PL2000-DUAL-ASSURE-11-611 | ChargePoint - L3 Assure | 11 prepaid years of ChargePoi Assure for the Express Plus Power Link 2000 dual cable dispenser. Includes Parts and Labor Warray, Remote Technical Support, On-Site Repairs when needed, Unlimited Configuration Changes, and Reporting. | EA | 28674.26 | 27814.0322 | 3% | N/A | N/A
47QMCA22A0005 | CARAHSOFT TECHNOLOGY CORPORATION | ChargePoint | Yes | EXPP-PL2000-DUAL-ASSURE-12 | EXPP-PL2000-DUAL-ASSURE-12-611 | ChargePoint - L3 Assure | 12 prepaid years of ChargePoi Assure for the Express Plus Power Link 2000 dual cable dispenser. Includes Parts and Labor Warray, Remote Technical Support, On-Site Repairs when needed, Unlimited Configuration Changes, and Reporting. | EA | 31517.98 | 30572.4406 | 3% | N/A | N/A
47QMCA22A0005 | CARAHSOFT TECHNOLOGY CORPORATION | ChargePoint | Yes | EXPP-PL2000-DUAL-ASSURE-2 | EXPP-PL2000-DUAL-ASSURE-2-611 | ChargePoint - L3 Assure | 2 prepaid years of ChargePoint Assure for the Express Plus Power Link 2000 dual cable dispenser. Includes Parts and Labor Warranty, Remote Technical Support, On-Site Repairs when needed, Unlimited Configuration Changes, and Reporting. | EA | 4660.55 | 4520.7335 | 3% | N/A | N/A
47QMCA22A0005 | CARAHSOFT TECHNOLOGY CORPORATION | ChargePoint | Yes | EXPP-PL2000-DUAL-ASSURE-3 | EXPP-PL2000-DUAL-ASSURE-3-611 | ChargePoint - L3 Assure | 3 prepaid years of ChargePoint Assure for the Express Plus Power Link 2000 dual cable dispenser. Includes Parts and Labor Warranty, Remote Technical Support, On-Site Repairs when needed, Unlimited Configuration Changes, and Reporting. | EA | 6635.37 | 6436.3089 | 3% | N/A | N/A
47QMCA22A0005 | CARAHSOFT TECHNOLOGY CORPORATION | ChargePoint | Yes | EXPP-PL2000-DUAL-ASSURE-4 | EXPP-PL2000-DUAL-ASSURE-4-611 | ChargePoint - L3 Assure | 4 prepaid years of ChargePoint Assure for the Express Plus Power Link 2000 dual cable dispenser. Includes Parts and Labor Warranty, Remote Technical Support, On-Site Repairs when needed, Unlimited Configuration Changes, and Reporting. | EA | 8333.7 | 8083.689 | 3% | N/A | N/A
47QMCA22A0005 | CARAHSOFT TECHNOLOGY CORPORATION | ChargePoint | Yes | EXPP-PL2000-DUAL-ASSURE-5 | EXPP-PL2000-DUAL-ASSURE-5-611 | ChargePoint - L3 Assure | 5 prepaid years of ChargePoint Assure for the Express Plus Power Link 2000 dual cable dispenser. Includes Parts and Labor Warranty, Remote Technical Support, On-Site Repairs when needed, Unlimited Configuration Changes, and Reporting. | EA | 9824.69 | 9529.9493 | 3% | N/A | N/A
47QMCA22A0005 | CARAHSOFT TECHNOLOGY CORPORATION | ChargePoint | Yes | EXPP-PL2000-DUAL-ASSURE-6 | EXPP-PL2000-DUAL-ASSURE-6-611 | ChargePoint - L3 Assure | 6 prepaid years of ChargePoint Assure for the Express Plus Power Link 2000 dual cable dispenser. Includes Parts and Labor Warranty, Remote Technical Support, On-Site Repairs when needed, Unlimited Configuration Changes, and Reporting. | EA | 12500.55 | 12125.5335 | 3% | N/A | N/A
47QMCA22A0005 | CARAHSOFT TECHNOLOGY CORPORATION | ChargePoint | Yes | EXPP-PL2000-DUAL-ASSURE-7 | EXPP-PL2000-DUAL-ASSURE-7-611 | ChargePoint - L3 Assure | 7 prepaid years of ChargePoint Assure for the Express Plus Power Link 2000 dual cable dispenser. Includes Parts and Labor Warranty, Remote Technical Support, On-Site Repairs when needed, Unlimited Configuration Changes, and Reporting. | EA | 15482.52 | 15018.0444 | 3% | N/A | N/A
47QMCA22A0005 | CARAHSOFT TECHNOLOGY CORPORATION | ChargePoint | Yes | EXPP-PL2000-DUAL-ASSURE-8 | EXPP-PL2000-DUAL-ASSURE-8-611 | ChargePoint - L3 Assure | 8 prepaid years of ChargePoint Assure for the Express Plus Power Link 2000 dual cable dispenser. Includes Parts and Labor Warranty, Remote Technical Support, On-Site Repairs when needed, Unlimited Configuration Changes, and Reporting. | EA | 18642.22 | 18082.9534 | 3% | N/A | N/A
47QMCA22A0005 | CARAHSOFT TECHNOLOGY CORPORATION | ChargePoint | Yes | EXPP-PL2000-DUAL-ASSURE-9 | EXPP-PL2000-DUAL-ASSURE-9-611 | ChargePoint - L3 Assure | 9 prepaid years of ChargePoint Assure for the Express Plus Power Link 2000 dual cable dispenser. Includes Parts and Labor Warranty, Remote Technical Support, On-Site Repairs when needed, Unlimited Configuration Changes, and Reporting. | EA | 22127.76 | 21463.9272 | 3% | N/A | N/A
47QMCA22A0005 | CARAHSOFT TECHNOLOGY CORPORATION | ChargePoint | Yes | EXPP-PL2000-DUAL-EPW-1 | EXPP-PL2000-DUAL-EPW-1-611 | ChargePoint - L3 Assure | Additional 1 year parts only warranty for Express Plus Power Link 2000 dual cable dispenser. | EA | 2172.29 | 2107.1213 | 3% | N/A | N/A
47QMCA22A0005 | CARAHSOFT TECHNOLOGY CORPORATION | ChargePoint | Yes | EXPP-PL2000-DUAL-EPW-10 | EXPP-PL2000-DUAL-EPW-10-611 | ChargePoint - L3 Assure | Additional 10 years parts only warranty for Express Plus Power Link 2000 dual cable dispenser. | EA | 22809.07 | 22124.7979 | 3% | N/A | N/A
47QMCA22A0005 | CARAHSOFT TECHNOLOGY CORPORATION | ChargePoint | Yes | EXPP-PL2000-DUAL-EPW-11 | EXPP-PL2000-DUAL-EPW-11-611 | ChargePoint - L3 Assure | Additional 11 years parts only warranty for Express Plus Power Link 2000 dual cable dispenser. | EA | 25307.2 | 24547.984 | 3% | N/A | N/A
47QMCA22A0005 | CARAHSOFT TECHNOLOGY CORPORATION | ChargePoint | Yes | EXPP-PL2000-DUAL-EPW-2 | EXPP-PL2000-DUAL-EPW-2-611 | ChargePoint - L3 Assure | Additional 2 years parts only warranty for Express Plus Power Link 2000 dual cable dispenser. | EA | 4127.36 | 4003.5392 | 3% | N/A | N/A
47QMCA22A0005 | CARAHSOFT TECHNOLOGY CORPORATION | ChargePoint | Yes | EXPP-PL2000-DUAL-EPW-3 | EXPP-PL2000-DUAL-EPW-3-611 | ChargePoint - L3 Assure | Additional 3 years parts only warranty for Express Plus Power Link 2000 dual cable dispenser. | EA | 5865.19 | 5689.2343 | 3% | N/A | N/A
47QMCA22A0005 | CARAHSOFT TECHNOLOGY CORPORATION | ChargePoint | Yes | EXPP-PL2000-DUAL-EPW-4 | EXPP-PL2000-DUAL-EPW-4-611 | ChargePoint - L3 Assure | Additional 4 years parts only warranty for Express Plus Power Link 2000 dual cable dispenser. | EA | 7385.79 | 7164.2163 | 3% | N/A | N/A
47QMCA22A0005 | CARAHSOFT TECHNOLOGY CORPORATION | ChargePoint | Yes | EXPP-PL2000-DUAL-EPW-5 | EXPP-PL2000-DUAL-EPW-5-611 | ChargePoint - L3 Assure | Additional 5 years parts only warranty for Express Plus Power Link 2000 dual cable dispenser. | EA | 8689.17 | 8428.4949 | 3% | N/A | N/A
47QMCA22A0005 | CARAHSOFT TECHNOLOGY CORPORATION | ChargePoint | Yes | EXPP-PL2000-DUAL-EPW-6 | EXPP-PL2000-DUAL-EPW-6-611 | ChargePoint - L3 Assure | Additional 6 years parts only warranty for Express Plus Power Link 2000 dual cable dispenser. | EA | 11078.69 | 10746.3293 | 3% | N/A | N/A
47QMCA22A0005 | CARAHSOFT TECHNOLOGY CORPORATION | ChargePoint | Yes | EXPP-PL2000-DUAL-EPW-7 | EXPP-PL2000-DUAL-EPW-7-611 | ChargePoint - L3 Assure | Additional 7 years parts only warranty for Express Plus Power Link 2000 dual cable dispenser. | EA | 13685.44 | 13274.8768 | 3% | N/A | N/A
47QMCA22A0005 | CARAHSOFT TECHNOLOGY CORPORATION | ChargePoint | Yes | EXPP-PL2000-DUAL-EPW-8 | EXPP-PL2000-DUAL-EPW-8-611 | ChargePoint - L3 Assure | Additional 8 years parts only warranty for Express Plus Power Link 2000 dual cable dispenser. | EA | 16509.42 | 16014.1374 | 3% | N/A | N/A
47QMCA22A0005 | CARAHSOFT TECHNOLOGY CORPORATION | ChargePoint | Yes | EXPP-PL2000-DUAL-EPW-9 | EXPP-PL2000-DUAL-EPW-9-611 | ChargePoint - L3 Assure | Additional 9 years parts only warranty for Express Plus Power Link 2000 dual cable dispenser. | EA | 19550.63 | 18964.1111 | 3% | N/A | N/A
47QMCA22A0005 | CARAHSOFT TECHNOLOGY CORPORATION | ChargePoint | Yes | EXPP-PL2000-SINGLE-ASSURE-1 | EXPP-PL2000-SINGLE-ASSURE-1-611 | ChargePoint - L3 Assure | 1 prepaid year of ChargePoint Assure for the Express Plus Power Link 2000 single cable dispenser. Includes Parts and Labor Warranty, Remote Technical Support, On-Site Repairs when needed, Unlimited Configuration Changes, and Reporting. | EA | 1885.94 | 1829.3618 | 3% | N/A | N/A
47QMCA22A0005 | CARAHSOFT TECHNOLOGY CORPORATION | ChargePoint | Yes | EXPP-PL2000-SINGLE-ASSURE-10 | EXPP-PL2000-SINGLE-ASSURE-10-611 | ChargePoint - L3 Assure | 10 prepaid years of ChargePoint Assure for the Express Plus Power Link 2000 single cable dispenser. Includes Parts and Labor Warranty, Remote Technical Support, On-Site Repairs when needed, Unlimited Configuration Changes, and Reporting. | EA | 19846.85 | 19251.4445 | 3% | N/A | N/A
47QMCA22A0005 | CARAHSOFT TECHNOLOGY CORPORATION | ChargePoint | Yes | EXPP-PL2000-SINGLE-ASSURE-11 | EXPP-PL2000-SINGLE-ASSURE-11-611 | ChargePoint - L3 Assure | 11 prepaid years of ChargePoint Assure for the Express Plus Power Link 2000 single cable dispenser. Includes Parts and Labor Warranty, Remote Technical Support, On-Site Repairs when needed, Unlimited Configuration Changes, and Reporting. | EA | 22048.77 | 21387.3069 | 3% | N/A | N/A
47QMCA22A0005 | CARAHSOFT TECHNOLOGY CORPORATION | ChargePoint | Yes | EXPP-PL2000-SINGLE-ASSURE-12 | EXPP-PL2000-SINGLE-ASSURE-12-611 | ChargePoint - L3 Assure | 12 prepaid years of ChargePoint Assure for the Express Plus Power Link 2000 single cable dispenser. Includes Parts and Labor Warranty, Remote Technical Support, On-Site Repairs when needed, Unlimited Configuration Changes, and Reporting. | EA | 24290.18 | 23561.4746 | 3% | N/A | N/A
47QMCA22A0005 | CARAHSOFT TECHNOLOGY CORPORATION | ChargePoint | Yes | EXPP-PL2000-SINGLE-ASSURE-2 | EXPP-PL2000-SINGLE-ASSURE-2-611 | ChargePoint - L3 Assure | 2 prepaid years of ChargePoint Assure for the Express Plus Power Link 2000 single cable dispenser. Includes Parts and Labor Warranty, Remote Technical Support, On-Site Repairs when needed, Unlimited Configuration Changes, and Reporting. | EA | 3594.16 | 3486.3352 | 3% | N/A | N/A
47QMCA22A0005 | CARAHSOFT TECHNOLOGY CORPORATION | ChargePoint | Yes | EXPP-PL2000-SINGLE-ASSURE-3 | EXPP-PL2000-SINGLE-ASSURE-3-611 | ChargePoint - L3 Assure | 3 prepaid years of ChargePoint Assure for the Express Plus Power Link 2000 single cable dispenser. Includes Parts and Labor Warranty, Remote Technical Support, On-Site Repairs when needed, Unlimited Configuration Changes, and Reporting. | EA | 5095.01 | 4942.1597 | 3% | N/A | N/A
47QMCA22A0005 | CARAHSOFT TECHNOLOGY CORPORATION | ChargePoint | Yes | EXPP-PL2000-SINGLE-ASSURE-4 | EXPP-PL2000-SINGLE-ASSURE-4-611 | ChargePoint - L3 Assure | 4 prepaid years of ChargePoint Assure for the Express Plus Power Link 2000 single cable dispenser. Includes Parts and Labor Warranty, Remote Technical Support, On-Site Repairs when needed, Unlimited Configuration Changes, and Reporting. | EA | 6437.88 | 6244.7436 | 3% | N/A | N/A
47QMCA22A0005 | CARAHSOFT TECHNOLOGY CORPORATION | ChargePoint | Yes | EXPP-PL2000-SINGLE-ASSURE-5 | EXPP-PL2000-SINGLE-ASSURE-5-611 | ChargePoint - L3 Assure | 5 prepaid years of ChargePoint Assure for the Express Plus Power Link 2000 single cable dispenser. Includes Parts and Labor Warranty, Remote Technical Support, On-Site Repairs when needed, Unlimited Configuration Changes, and Reporting. | EA | 7553.65 | 7327.0405 | 3% | N/A | N/A
47QMCA22A0005 | CARAHSOFT TECHNOLOGY CORPORATION | ChargePoint | Yes | EXPP-PL2000-SINGLE-ASSURE-6 | EXPP-PL2000-SINGLE-ASSURE-6-611 | ChargePoint - L3 Assure | 6 prepaid years of ChargePoint Assure for the Express Plus Power Link 2000 single cable dispenser. Includes Parts and Labor Warranty, Remote Technical Support, On-Site Repairs when needed, Unlimited Configuration Changes, and Reporting. | EA | 9656.83 | 9367.1251 | 3% | N/A | N/A
47QMCA22A0005 | CARAHSOFT TECHNOLOGY CORPORATION | ChargePoint | Yes | EXPP-PL2000-SINGLE-ASSURE-7 | EXPP-PL2000-SINGLE-ASSURE-7-611 | ChargePoint - L3 Assure | 7 prepaid years of ChargePoint Assure for the Express Plus Power Link 2000 single cable dispenser. Includes Parts and Labor Warranty, Remote Technical Support, On-Site Repairs when needed, Unlimited Configuration Changes, and Reporting. | EA | 11888.36 | 11531.7092 | 3% | N/A | N/A
47QMCA22A0005 | CARAHSOFT TECHNOLOGY CORPORATION | ChargePoint | Yes | EXPP-PL2000-SINGLE-ASSURE-8 | EXPP-PL2000-SINGLE-ASSURE-8-611 | ChargePoint - L3 Assure | 8 prepaid years of ChargePoint Assure for the Express Plus Power Link 2000 single cable dispenser. Includes Parts and Labor Warranty, Remote Technical Support, On-Site Repairs when needed, Unlimited Configuration Changes, and Reporting. | EA | 14376.62 | 13945.3214 | 3% | N/A | N/A
47QMCA22A0005 | CARAHSOFT TECHNOLOGY CORPORATION | ChargePoint | Yes | EXPP-PL2000-SINGLE-ASSURE-9 | EXPP-PL2000-SINGLE-ASSURE-9-611 | ChargePoint - L3 Assure | 9 prepaid years of ChargePoint Assure for the Express Plus Power Link 2000 single cable dispenser. Includes Parts and Labor Warranty, Remote Technical Support, On-Site Repairs when needed, Unlimited Configuration Changes, and Reporting. | EA | 16973.5 | 16464.295 | 3% | N/A | N/A
47QMCA22A0005 | CARAHSOFT TECHNOLOGY CORPORATION | ChargePoint | Yes | EXPP-PL2000-SINGLE-EPW-1 | EXPP-PL2000-SINGLE-EPW-1-611 | ChargePoint - L3 Assure | Additional 1 year parts only warranty for Express Plus Power Link 2000 single cable dispenser. | EA | 1668.72 | 1618.6584 | 3% | N/A | N/A
47QMCA22A0005 | CARAHSOFT TECHNOLOGY CORPORATION | ChargePoint | Yes | EXPP-PL2000-SINGLE-EPW-10 | EXPP-PL2000-SINGLE-EPW-10-611 | ChargePoint - L3 Assure | Additional 10 years parts only warranty for Express Plus Power Link 2000 single cable dispenser. | EA | 17477.08 | 16952.7676 | 3% | N/A | N/A
47QMCA22A0005 | CARAHSOFT TECHNOLOGY CORPORATION | ChargePoint | Yes | EXPP-PL2000-SINGLE-EPW-11 | EXPP-PL2000-SINGLE-EPW-11-611 | ChargePoint - L3 Assure | Additional 11 years parts only warranty for Express Plus Power Link 2000 single cable dispenser. | EA | 19442.02 | 18858.7594 | 3% | N/A | N/A
47QMCA22A0005 | CARAHSOFT TECHNOLOGY CORPORATION | ChargePoint | Yes | EXPP-PL2000-SINGLE-EPW-2 | EXPP-PL2000-SINGLE-EPW-2-611 | ChargePoint - L3 Assure | Additional 2 years parts only warranty for Express Plus Power Link 2000 single cable dispenser. | EA | 3159.7 | 3064.909 | 3% | N/A | N/A
47QMCA22A0005 | CARAHSOFT TECHNOLOGY CORPORATION | ChargePoint | Yes | EXPP-PL2000-SINGLE-EPW-3 | EXPP-PL2000-SINGLE-EPW-3-611 | ChargePoint - L3 Assure | Additional 3 years parts only warranty for Express Plus Power Link 2000 single cable dispenser. | EA | 4502.57 | 4367.4929 | 3% | N/A | N/A
47QMCA22A0005 | CARAHSOFT TECHNOLOGY CORPORATION | ChargePoint | Yes | EXPP-PL2000-SINGLE-EPW-4 | EXPP-PL2000-SINGLE-EPW-4-611 | ChargePoint - L3 Assure | Additional 4 years parts only warranty for Express Plus Power Link 2000 single cable dispenser. | EA | 5647.96 | 5478.5212 | 3% | N/A | N/A
47QMCA22A0005 | CARAHSOFT TECHNOLOGY CORPORATION | ChargePoint | Yes | EXPP-PL2000-SINGLE-EPW-5 | EXPP-PL2000-SINGLE-EPW-5-611 | ChargePoint - L3 Assure | Additional 5 years parts only warranty for Express Plus Power Link 2000 single cable dispenser. | EA | 6664.99 | 6465.0403 | 3% | N/A | N/A
47QMCA22A0005 | CARAHSOFT TECHNOLOGY CORPORATION | ChargePoint | Yes | EXPP-PL2000-SINGLE-EPW-6 | EXPP-PL2000-SINGLE-EPW-6-611 | ChargePoint - L3 Assure | Additional 6 years parts only warranty for Express Plus Power Link 2000 single cable dispenser. | EA | 8471.94 | 8217.7818 | 3% | N/A | N/A
47QMCA22A0005 | CARAHSOFT TECHNOLOGY CORPORATION | ChargePoint | Yes | EXPP-PL2000-SINGLE-EPW-7 | EXPP-PL2000-SINGLE-EPW-7-611 | ChargePoint - L3 Assure | Additional 7 years parts only warranty for Express Plus Power Link 2000 single cable dispenser. | EA | 10505.99 | 10190.8103 | 3% | N/A | N/A
47QMCA22A0005 | CARAHSOFT TECHNOLOGY CORPORATION | ChargePoint | Yes | EXPP-PL2000-SINGLE-EPW-8 | EXPP-PL2000-SINGLE-EPW-8-611 | ChargePoint - L3 Assure | Additional 8 years parts only warranty for Express Plus Power Link 2000 single cable dispenser. | EA | 12638.79 | 12259.6263 | 3% | N/A | N/A
47QMCA22A0005 | CARAHSOFT TECHNOLOGY CORPORATION | ChargePoint | Yes | EXPP-PL2000-SINGLE-EPW-9 | EXPP-PL2000-SINGLE-EPW-9-611 | ChargePoint - L3 Assure | Additional 9 years parts only warranty for Express Plus Power Link 2000 single cable dispenser. | EA | 15018.44 | 14567.8868 | 3% | N/A | N/A
47QMCA22A0005 | CARAHSOFT TECHNOLOGY CORPORATION | ChargePoint | Yes | CPF-ASSUREPRO-1 | CPF-ASSUREPRO-1-611 | ChargePoint - L3 Assure | 1 year prepaid Assure Pro for CPF Family stations. | EA | 641.81 | 622.5557 | 3% | N/A | N/A
47QMCA22A0005 | CARAHSOFT TECHNOLOGY CORPORATION | ChargePoint | Yes | CPF-ASSUREPRO-2 | CPF-ASSUREPRO-2-611 | ChargePoint - L3 Assure | 2 years prepaid Assure Pro for CPF Family stations. | EA | 1224.38 | 1187.6486 | 3% | N/A | N/A
47QMCA22A0005 | CARAHSOFT TECHNOLOGY CORPORATION | ChargePoint | Yes | CPF-ASSUREPRO-3 | CPF-ASSUREPRO-3-611 | ChargePoint - L3 Assure | 3 years prepaid Assure Pro for CPF Family stations. | EA | 1747.71 | 1695.2787 | 3% | N/A | N/A
47QMCA22A0005 | CARAHSOFT TECHNOLOGY CORPORATION | ChargePoint | Yes | CPF-ASSUREPRO-4 | CPF-ASSUREPRO-4-611 | ChargePoint - L3 Assure | 4 years prepaid Assure Pro for CPF Family stations. | EA | 2172.29 | 2107.1213 | 3% | N/A | N/A
47QMCA22A0005 | CARAHSOFT TECHNOLOGY CORPORATION | ChargePoint | Yes | CPF-ASSUREPRO-5 | CPF-ASSUREPRO-5-611 | ChargePoint - L3 Assure | 5 years prepaid Assure Pro for CPF Family stations. | EA | 2567.25 | 2490.2325 | 3% | N/A | N/A
47QMCA22A0005 | CARAHSOFT TECHNOLOGY CORPORATION | ChargePoint | Yes | EXPP-PL1000-DUAL-ASSUREPRO-1 | EXPP-PL1000-DUAL-ASSUREPRO-1-611 | ChargePoint - L3 Assure | 1 prepaid year of ChargePoint Assure Pro for the Express Plus Power Link 1000 dual cable dispenser. | EA | 3446.05 | 3342.6685 | 3% | N/A | N/A
47QMCA22A0005 | CARAHSOFT TECHNOLOGY CORPORATION | ChargePoint | Yes | EXPP-PL1000-DUAL-ASSUREPRO-10 | EXPP-PL1000-DUAL-ASSUREPRO-10-611 | ChargePoint - L3 Assure | 10 prepaid years of ChargePoint Assure Pro for the Express Plus Power Link 1000 dual cable dispenser. | EA | 36139.04 | 35054.8688 | 3% | N/A | N/A
47QMCA22A0005 | CARAHSOFT TECHNOLOGY CORPORATION | ChargePoint | Yes | EXPP-PL1000-DUAL-ASSUREPRO-2 | EXPP-PL1000-DUAL-ASSUREPRO-2-611 | ChargePoint - L3 Assure | 2 prepaid years of ChargePoint Assure Pro for the Express Plus Power Link 1000 dual cable dispenser. | EA | 6536.62 | 6340.5214 | 3% | N/A | N/A
47QMCA22A0005 | CARAHSOFT TECHNOLOGY CORPORATION | ChargePoint | Yes | EXPP-PL1000-DUAL-ASSUREPRO-3 | EXPP-PL1000-DUAL-ASSUREPRO-3-611 | ChargePoint - L3 Assure | 3 prepaid years of ChargePoint Assure Pro for the Express Plus Power Link 1000 dual cable dispenser. | EA | 9301.36 | 9022.3192 | 3% | N/A | N/A
47QMCA22A0005 | CARAHSOFT TECHNOLOGY CORPORATION | ChargePoint | Yes | EXPP-PL1000-DUAL-ASSUREPRO-4 | EXPP-PL1000-DUAL-ASSUREPRO-4-611 | ChargePoint - L3 Assure | 4 prepaid years of ChargePoint Assure Pro for the Express Plus Power Link 1000 dual cable dispenser. | EA | 11690.88 | 11340.1536 | 3% | N/A | N/A
47QMCA22A0005 | CARAHSOFT TECHNOLOGY CORPORATION | ChargePoint | Yes | EXPP-PL1000-DUAL-ASSUREPRO-5 | EXPP-PL1000-DUAL-ASSUREPRO-5-611 | ChargePoint - L3 Assure | 5 prepaid years of ChargePoint Assure Pro for the Express Plus Power Link 1000 dual cable dispenser. | EA | 13774.31 | 13361.0807 | 3% | N/A | N/A
47QMCA22A0005 | CARAHSOFT TECHNOLOGY CORPORATION | ChargePoint | Yes | EXPP-PL1000-DUAL-ASSUREPRO-6 | EXPP-PL1000-DUAL-ASSUREPRO-6-611 | ChargePoint - L3 Assure | 6 prepaid years of ChargePoint Assure Pro for the Express Plus Power Link 1000 dual cable dispenser. | EA | 17536.32 | 17010.2304 | 3% | N/A | N/A
47QMCA22A0005 | CARAHSOFT TECHNOLOGY CORPORATION | ChargePoint | Yes | EXPP-PL1000-DUAL-ASSUREPRO-7 | EXPP-PL1000-DUAL-ASSUREPRO-7-611 | ChargePoint - L3 Assure | 7 prepaid years of ChargePoint Assure Pro for the Express Plus Power Link 1000 dual cable dispenser. | EA | 21703.17 | 21052.0749 | 3% | N/A | N/A
47QMCA22A0005 | CARAHSOFT TECHNOLOGY CORPORATION | ChargePoint | Yes | EXPP-PL1000-DUAL-ASSUREPRO-8 | EXPP-PL1000-DUAL-ASSUREPRO-8-611 | ChargePoint - L3 Assure | 8 prepaid years of ChargePoint Assure Pro for the Express Plus Power Link 1000 dual cable dispenser. | EA | 26146.5 | 25362.105 | 3% | N/A | N/A
47QMCA22A0005 | CARAHSOFT TECHNOLOGY CORPORATION | ChargePoint | Yes | EXPP-PL1000-DUAL-ASSUREPRO-9 | EXPP-PL1000-DUAL-ASSUREPRO-9-611 | ChargePoint - L3 Assure | 9 prepaid years of ChargePoint Assure Pro for the Express Plus Power Link 1000 dual cable dispenser. | EA | 31014.41 | 30083.9777 | 3% | N/A | N/A
47QMCA22A0005 | CARAHSOFT TECHNOLOGY CORPORATION | ChargePoint | Yes | EXPP-PL1000-SINGLE-ASSUREPRO-1 | EXPP-PL1000-SINGLE-ASSUREPRO-1-611 | ChargePoint - L3 Assure | 1 prepaid year of ChargePoint Assure Pro for the Express Plus Power Link 1000 single cable dispenser. | EA | 2814.11 | 2729.6867 | 3% | N/A | N/A
47QMCA22A0005 | CARAHSOFT TECHNOLOGY CORPORATION | ChargePoint | Yes | EXPP-PL1000-SINGLE-ASSUREPRO-10 | EXPP-PL1000-SINGLE-ASSUREPRO-10-611 | ChargePoint - L3 Assure | 10 prepaid years of ChargePoint Assure Pro for the Express Plus Power Link 1000 single cable dispenser. | EA | 29523.43 | 28637.7271 | 3% | N/A | N/A
47QMCA22A0005 | CARAHSOFT TECHNOLOGY CORPORATION | ChargePoint | Yes | EXPP-PL1000-SINGLE-ASSUREPRO-2 | EXPP-PL1000-SINGLE-ASSUREPRO-2-611 | ChargePoint - L3 Assure | 2 prepaid years of ChargePoint Assure Pro for the Express Plus Power Link 1000 single cable dispenser. | EA | 5351.74 | 5191.1878 | 3% | N/A | N/A
47QMCA22A0005 | CARAHSOFT TECHNOLOGY CORPORATION | ChargePoint | Yes | EXPP-PL1000-SINGLE-ASSUREPRO-3 | EXPP-PL1000-SINGLE-ASSUREPRO-3-611 | ChargePoint - L3 Assure | 3 prepaid years of ChargePoint Assure Pro for the Express Plus Power Link 1000 single cable dispenser. | EA | 7612.9 | 7384.513 | 3% | N/A | N/A
47QMCA22A0005 | CARAHSOFT TECHNOLOGY CORPORATION | ChargePoint | Yes | EXPP-PL1000-SINGLE-ASSUREPRO-4 | EXPP-PL1000-SINGLE-ASSUREPRO-4-611 | ChargePoint - L3 Assure | 4 prepaid years of ChargePoint Assure Pro for the Express Plus Power Link 1000 single cable dispenser. | EA | 9558.09 | 9271.3473 | 3% | N/A | N/A
47QMCA22A0005 | CARAHSOFT TECHNOLOGY CORPORATION | ChargePoint | Yes | EXPP-PL1000-SINGLE-ASSUREPRO-5 | EXPP-PL1000-SINGLE-ASSUREPRO-5-611 | ChargePoint - L3 Assure | 5 prepaid years of ChargePoint Assure Pro for the Express Plus Power Link 1000 single cable dispenser. | EA | 11256.42 | 10918.7274 | 3% | N/A | N/A
47QMCA22A0005 | CARAHSOFT TECHNOLOGY CORPORATION | ChargePoint | Yes | EXPP-PL1000-SINGLE-ASSUREPRO-6 | EXPP-PL1000-SINGLE-ASSUREPRO-6-611 | ChargePoint - L3 Assure | 6 prepaid years of ChargePoint Assure Pro for the Express Plus Power Link 1000 single cable dispenser. | EA | 14337.13 | 13907.0161 | 3% | N/A | N/A
47QMCA22A0005 | CARAHSOFT TECHNOLOGY CORPORATION | ChargePoint | Yes | EXPP-PL1000-SINGLE-ASSUREPRO-7 | EXPP-PL1000-SINGLE-ASSUREPRO-7-611 | ChargePoint - L3 Assure | 7 prepaid years of ChargePoint Assure Pro for the Express Plus Power Link 1000 single cable dispenser. | EA | 17763.43 | 17230.5271 | 3% | N/A | N/A
47QMCA22A0005 | CARAHSOFT TECHNOLOGY CORPORATION | ChargePoint | Yes | EXPP-PL1000-SINGLE-ASSUREPRO-8 | EXPP-PL1000-SINGLE-ASSUREPRO-8-611 | ChargePoint - L3 Assure | 8 prepaid years of ChargePoint Assure Pro for the Express Plus Power Link 1000 single cable dispenser. | EA | 21406.95 | 20764.7415 | 3% | N/A | N/A
47QMCA22A0005 | CARAHSOFT TECHNOLOGY CORPORATION | ChargePoint | Yes | EXPP-PL1000-SINGLE-ASSUREPRO-9 | EXPP-PL1000-SINGLE-ASSUREPRO-9-611 | ChargePoint - L3 Assure | 9 prepaid years of ChargePoint Assure Pro for the Express Plus Power Link 1000 single cable dispenser. | EA | 25326.95 | 24567.1415 | 3% | N/A | N/A
47QMCA22A0005 | CARAHSOFT TECHNOLOGY CORPORATION | ChargePoint | Yes | EXPP-BLOCK-ASSUREPRO-1 | EXPP-BLOCK-ASSUREPRO-1-611 | ChargePoint - L3 Assure | 1 prepaid year of ChargePoint Assure Pro for Express Plus Power Block. | EA | 14890.08 | 14443.3776 | 3% | N/A | N/A
47QMCA22A0005 | CARAHSOFT TECHNOLOGY CORPORATION | ChargePoint | Yes | EXPP-BLOCK-ASSUREPRO-10 | EXPP-BLOCK-ASSUREPRO-10-611 | ChargePoint - L3 Assure | 10 prepaid years of ChargePoint Assure Pro for Express Plus Power Block. | EA | 156306.3 | 151617.111 | 3% | N/A | N/A
47QMCA22A0005 | CARAHSOFT TECHNOLOGY CORPORATION | ChargePoint | Yes | EXPP-BLOCK-ASSUREPRO-11 | EXPP-BLOCK-ASSUREPRO-11-611 | ChargePoint - L3 Assure | 11 prepaid years of ChargePoint Assure Pro for Express Plus Power Block. | EA | 173566.15 | 168359.1655 | 3% | N/A | N/A
47QMCA22A0005 | CARAHSOFT TECHNOLOGY CORPORATION | ChargePoint | Yes | EXPP-BLOCK-ASSUREPRO-12 | EXPP-BLOCK-ASSUREPRO-12-611 | ChargePoint - L3 Assure | 12 prepaid years of ChargePoint Assure Pro for Express Plus Power Block. | EA | 191122.22 | 185388.5534 | 3% | N/A | N/A
47QMCA22A0005 | CARAHSOFT TECHNOLOGY CORPORATION | ChargePoint | Yes | EXPP-BLOCK-ASSUREPRO-2 | EXPP-BLOCK-ASSUREPRO-2-611 | ChargePoint - L3 Assure | 2 prepaid years of ChargePoint Assure Pro for Express Plus Power Block. | EA | 28279.29 | 27430.9113 | 3% | N/A | N/A
47QMCA22A0005 | CARAHSOFT TECHNOLOGY CORPORATION | ChargePoint | Yes | EXPP-BLOCK-ASSUREPRO-3 | EXPP-BLOCK-ASSUREPRO-3-611 | ChargePoint - L3 Assure | 3 prepaid years of ChargePoint Assure Pro for Express Plus Power Block. | EA | 40197.28 | 38991.3616 | 3% | N/A | N/A
47QMCA22A0005 | CARAHSOFT TECHNOLOGY CORPORATION | ChargePoint | Yes | EXPP-BLOCK-ASSUREPRO-4 | EXPP-BLOCK-ASSUREPRO-4-611 | ChargePoint - L3 Assure | 4 prepaid years of ChargePoint Assure Pro for Express Plus Power Block. | EA | 50594.66 | 49076.8202 | 3% | N/A | N/A
47QMCA22A0005 | CARAHSOFT TECHNOLOGY CORPORATION | ChargePoint | Yes | EXPP-BLOCK-ASSUREPRO-5 | EXPP-BLOCK-ASSUREPRO-5-611 | ChargePoint - L3 Assure | 5 prepaid years of ChargePoint Assure Pro for Express Plus Power Block. | EA | 59540.55 | 57754.3335 | 3% | N/A | N/A
47QMCA22A0005 | CARAHSOFT TECHNOLOGY CORPORATION | ChargePoint | Yes | EXPP-BLOCK-ASSUREPRO-6 | EXPP-BLOCK-ASSUREPRO-6-611 | ChargePoint - L3 Assure | 6 prepaid years of ChargePoint Assure Pro for Express Plus Power Block. | EA | 75891.99 | 73615.2303 | 3% | N/A | N/A
47QMCA22A0005 | CARAHSOFT TECHNOLOGY CORPORATION | ChargePoint | Yes | EXPP-BLOCK-ASSUREPRO-7 | EXPP-BLOCK-ASSUREPRO-7-611 | ChargePoint - L3 Assure | 7 prepaid years of ChargePoint Assure Pro for Express Plus Power Block. | EA | 93793.65 | 90979.8405 | 3% | N/A | N/A
47QMCA22A0005 | CARAHSOFT TECHNOLOGY CORPORATION | ChargePoint | Yes | EXPP-BLOCK-ASSUREPRO-8 | EXPP-BLOCK-ASSUREPRO-8-611 | ChargePoint - L3 Assure | 8 prepaid years of ChargePoint Assure Pro for Express Plus Power Block. | EA | 113117.18 | 109723.6646 | 3% | N/A | N/A
47QMCA22A0005 | CARAHSOFT TECHNOLOGY CORPORATION | ChargePoint | Yes | EXPP-BLOCK-ASSUREPRO-9 | EXPP-BLOCK-ASSUREPRO-9-611 | ChargePoint - L3 Assure | 9 prepaid years of ChargePoint Assure Pro for Express Plus Power Block. | EA | 134010.68 | 129990.3596 | 3% | N/A | N/A
47QMCA22A0005 | CARAHSOFT TECHNOLOGY CORPORATION | ChargePoint | Yes | EXPP-PL2000-DUAL-ASSUREPRO-1 | EXPP-PL2000-DUAL-ASSUREPRO-1-611 | ChargePoint - L3 Assure | 1 prepaid year of ChargePoint Assure Pro for the Express Plus Power Link 2000 dual cable dispenser. | EA | 5786.2 | 5612.614 | 3% | N/A | N/A
47QMCA22A0005 | CARAHSOFT TECHNOLOGY CORPORATION | ChargePoint | Yes | EXPP-PL2000-DUAL-ASSUREPRO-10 | EXPP-PL2000-DUAL-ASSUREPRO-10-611 | ChargePoint - L3 Assure | 10 prepaid years of ChargePoint Assure Pro for the Express Plus Power Link 2000 dual cable dispenser. | EA | 60824.18 | 58999.4546 | 3% | N/A | N/A
47QMCA22A0005 | CARAHSOFT TECHNOLOGY CORPORATION | ChargePoint | Yes | EXPP-PL2000-DUAL-ASSUREPRO-11 | EXPP-PL2000-DUAL-ASSUREPRO-11-611 | ChargePoint - L3 Assure | 11 prepaid years of ChargePoint Assure Pro for the Express Plus Power Link 2000 dual cable dispenser. | EA | 67449.67 | 65426.1799 | 3% | N/A | N/A
47QMCA22A0005 | CARAHSOFT TECHNOLOGY CORPORATION | ChargePoint | Yes | EXPP-PL2000-DUAL-ASSUREPRO-12 | EXPP-PL2000-DUAL-ASSUREPRO-12-611 | ChargePoint - L3 Assure | 12 prepaid years of ChargePoint Assure Pro for the Express Plus Power Link 2000 dual cable dispenser. | EA | 74292.39 | 72063.6183 | 3% | N/A | N/A
47QMCA22A0005 | CARAHSOFT TECHNOLOGY CORPORATION | ChargePoint | Yes | EXPP-PL2000-DUAL-ASSUREPRO-2 | EXPP-PL2000-DUAL-ASSUREPRO-2-611 | ChargePoint - L3 Assure | 2 prepaid years of ChargePoint Assure Pro for the Express Plus Power Link 2000 dual cable dispenser. | EA | 10999.7 | 10669.709 | 3% | N/A | N/A
47QMCA22A0005 | CARAHSOFT TECHNOLOGY CORPORATION | ChargePoint | Yes | EXPP-PL2000-DUAL-ASSUREPRO-3 | EXPP-PL2000-DUAL-ASSUREPRO-3-611 | ChargePoint - L3 Assure | 3 prepaid years of ChargePoint Assure Pro for the Express Plus Power Link 2000 dual cable dispenser. | EA | 15640.5 | 15171.285 | 3% | N/A | N/A
47QMCA22A0005 | CARAHSOFT TECHNOLOGY CORPORATION | ChargePoint | Yes | EXPP-PL2000-DUAL-ASSUREPRO-4 | EXPP-PL2000-DUAL-ASSUREPRO-4-611 | ChargePoint - L3 Assure | 4 prepaid years of ChargePoint Assure Pro for the Express Plus Power Link 2000 dual cable dispenser. | EA | 19669.12 | 19079.0464 | 3% | N/A | N/A
47QMCA22A0005 | CARAHSOFT TECHNOLOGY CORPORATION | ChargePoint | Yes | EXPP-PL2000-DUAL-ASSUREPRO-5 | EXPP-PL2000-DUAL-ASSUREPRO-5-611 | ChargePoint - L3 Assure | 5 prepaid years of ChargePoint Assure Pro for the Express Plus Power Link 2000 dual cable dispenser. | EA | 23154.66 | 22460.0202 | 3% | N/A | N/A
47QMCA22A0005 | CARAHSOFT TECHNOLOGY CORPORATION | ChargePoint | Yes | EXPP-PL2000-DUAL-ASSUREPRO-6 | EXPP-PL2000-DUAL-ASSUREPRO-6-611 | ChargePoint - L3 Assure | 6 prepaid years of ChargePoint Assure Pro for the Express Plus Power Link 2000 dual cable dispenser. | EA | 29503.68 | 28618.5696 | 3% | N/A | N/A
47QMCA22A0005 | CARAHSOFT TECHNOLOGY CORPORATION | ChargePoint | Yes | EXPP-PL2000-DUAL-ASSUREPRO-7 | EXPP-PL2000-DUAL-ASSUREPRO-7-611 | ChargePoint - L3 Assure | 7 prepaid years of ChargePoint Assure Pro for the Express Plus Power Link 2000 dual cable dispenser. | EA | 36494.51 | 35399.6747 | 3% | N/A | N/A
47QMCA22A0005 | CARAHSOFT TECHNOLOGY CORPORATION | ChargePoint | Yes | EXPP-PL2000-DUAL-ASSUREPRO-8 | EXPP-PL2000-DUAL-ASSUREPRO-8-611 | ChargePoint - L3 Assure | 8 prepaid years of ChargePoint Assure Pro for the Express Plus Power Link 2000 dual cable dispenser. | EA | 43998.79 | 42678.8263 | 3% | N/A | N/A
47QMCA22A0005 | CARAHSOFT TECHNOLOGY CORPORATION | ChargePoint | Yes | EXPP-PL2000-DUAL-ASSUREPRO-9 | EXPP-PL2000-DUAL-ASSUREPRO-9-611 | ChargePoint - L3 Assure | 9 prepaid years of ChargePoint Assure Pro for the Express Plus Power Link 2000 dual cable dispenser. | EA | 52075.77 | 50513.4969 | 3% | N/A | N/A
47QMCA22A0005 | CARAHSOFT TECHNOLOGY CORPORATION | ChargePoint | Yes | EXPP-PL2000-SINGLE-ASSUREPRO-1 | EXPP-PL2000-SINGLE-ASSUREPRO-1-611 | ChargePoint - L3 Assure | 1 prepaid year of ChargePoint Assure Pro for the Express Plus Power Link 2000 single cable dispenser. | EA | 4433.45 | 4300.4465 | 3% | N/A | N/A
47QMCA22A0005 | CARAHSOFT TECHNOLOGY CORPORATION | ChargePoint | Yes | EXPP-PL2000-SINGLE-ASSUREPRO-10 | EXPP-PL2000-SINGLE-ASSUREPRO-10-611 | ChargePoint - L3 Assure | 10 prepaid years of ChargePoint Assure Pro for the Express Plus Power Link 2000 single cable dispenser. | EA | 46506.8 | 45111.596 | 3% | N/A | N/A
47QMCA22A0005 | CARAHSOFT TECHNOLOGY CORPORATION | ChargePoint | Yes | EXPP-PL2000-SINGLE-ASSUREPRO-11 | EXPP-PL2000-SINGLE-ASSUREPRO-11-611 | ChargePoint - L3 Assure | 11 prepaid years of ChargePoint Assure Pro for the Express Plus Power Link 2000 single cable dispenser. | EA | 51700.55 | 50149.5335 | 3% | N/A | N/A
47QMCA22A0005 | CARAHSOFT TECHNOLOGY CORPORATION | ChargePoint | Yes | EXPP-PL2000-SINGLE-ASSUREPRO-12 | EXPP-PL2000-SINGLE-ASSUREPRO-12-611 | ChargePoint - L3 Assure | 12 prepaid years of ChargePoint Assure Pro for the Express Plus Power Link 2000 single cable dispenser. | EA | 56874.56 | 55168.3232 | 3% | N/A | N/A
47QMCA22A0005 | CARAHSOFT TECHNOLOGY CORPORATION | ChargePoint | Yes | EXPP-PL2000-SINGLE-ASSUREPRO-2 | EXPP-PL2000-SINGLE-ASSUREPRO-2-611 | ChargePoint - L3 Assure | 2 prepaid years of ChargePoint Assure Pro for the Express Plus Power Link 2000 single cable dispenser. | EA | 8412.7 | 8160.319 | 3% | N/A | N/A
47QMCA22A0005 | CARAHSOFT TECHNOLOGY CORPORATION | ChargePoint | Yes | EXPP-PL2000-SINGLE-ASSUREPRO-3 | EXPP-PL2000-SINGLE-ASSUREPRO-3-611 | ChargePoint - L3 Assure | 3 prepaid years of ChargePoint Assure Pro for the Express Plus Power Link 2000 single cable dispenser. | EA | 11967.36 | 11608.3392 | 3% | N/A | N/A
47QMCA22A0005 | CARAHSOFT TECHNOLOGY CORPORATION | ChargePoint | Yes | EXPP-PL2000-SINGLE-ASSUREPRO-4 | EXPP-PL2000-SINGLE-ASSUREPRO-4-611 | ChargePoint - L3 Assure | 4 prepaid years of ChargePoint Assure Pro for the Express Plus Power Link 2000 single cable dispenser. | EA | 15048.06 | 14596.6182 | 3% | N/A | N/A
47QMCA22A0005 | CARAHSOFT TECHNOLOGY CORPORATION | ChargePoint | Yes | EXPP-PL2000-SINGLE-ASSUREPRO-5 | EXPP-PL2000-SINGLE-ASSUREPRO-5-611 | ChargePoint - L3 Assure | 5 prepaid years of ChargePoint Assure Pro for the Express Plus Power Link 2000 single cable dispenser. | EA | 17723.93 | 17192.2121 | 3% | N/A | N/A
47QMCA22A0005 | CARAHSOFT TECHNOLOGY CORPORATION | ChargePoint | Yes | EXPP-PL2000-SINGLE-ASSUREPRO-6 | EXPP-PL2000-SINGLE-ASSUREPRO-6-611 | ChargePoint - L3 Assure | 6 prepaid years of ChargePoint Assure Pro for the Express Plus Power Link 2000 single cable dispenser. | EA | 22572.09 | 21894.9273 | 3% | N/A | N/A
47QMCA22A0005 | CARAHSOFT TECHNOLOGY CORPORATION | ChargePoint | Yes | EXPP-PL2000-SINGLE-ASSUREPRO-7 | EXPP-PL2000-SINGLE-ASSUREPRO-7-611 | ChargePoint - L3 Assure | 7 prepaid years of ChargePoint Assure Pro for the Express Plus Power Link 2000 single cable dispenser. | EA | 27923.83 | 27086.1151 | 3% | N/A | N/A
47QMCA22A0005 | CARAHSOFT TECHNOLOGY CORPORATION | ChargePoint | Yes | EXPP-PL2000-SINGLE-ASSUREPRO-8 | EXPP-PL2000-SINGLE-ASSUREPRO-8-611 | ChargePoint - L3 Assure | 8 prepaid years of ChargePoint Assure Pro for the Express Plus Power Link 2000 single cable dispenser. | EA | 33650.78 | 32641.2566 | 3% | N/A | N/A
47QMCA22A0005 | CARAHSOFT TECHNOLOGY CORPORATION | ChargePoint | Yes | EXPP-PL2000-SINGLE-ASSUREPRO-9 | EXPP-PL2000-SINGLE-ASSUREPRO-9-611 | ChargePoint - L3 Assure | 9 prepaid years of ChargePoint Assure Pro for the Express Plus Power Link 2000 single cable dispenser. | EA | 39901.06 | 38704.0282 | 3% | N/A | N/A
47QMCA22A0005 | CARAHSOFT TECHNOLOGY CORPORATION | ChargePoint | Yes | EXPP-PANTO-PL2000-DUAL-ASSUREPRO-1 | EXPP-PANTO-PL2000-DUAL-ASSUREPRO-1-611 | ChargePoint - L3 Assure | 1 prepaid year of ChargePoint Assure Pro for the Express Plus Power Link 2000 Dual Conduit 500A Output with Overhead Mount and Pantograph Control Box to connect with an Express Plus Pantograph System. | EA | 6852.59 | 6647.0123 | 3% | N/A | N/A
47QMCA22A0005 | CARAHSOFT TECHNOLOGY CORPORATION | ChargePoint | Yes | EXPP-PANTO-PL2000-DUAL-ASSUREPRO-10 | EXPP-PANTO-PL2000-DUAL-ASSUREPRO-10-611 | ChargePoint - L3 Assure | 10 prepaid years of ChargePoint Assure Pro for the Express Plus Power Link 2000 Dual Conduit 500A Output with Overhead Mount and Pantograph Control Box to connect with an Express Plus Pantograph System. | EA | 71883.12 | 69726.6264 | 3% | N/A | N/A
47QMCA22A0005 | CARAHSOFT TECHNOLOGY CORPORATION | ChargePoint | Yes | EXPP-PANTO-PL2000-DUAL-ASSUREPRO-11 | EXPP-PANTO-PL2000-DUAL-ASSUREPRO-11-611 | ChargePoint - L3 Assure | 11 prepaid years of ChargePoint Assure Pro for the Express Plus Power Link 2000 Dual Conduit 500A Output with Overhead Mount and Pantograph Control Box to connect with an Express Plus Pantograph System. | EA | 79831.74 | 77436.7878 | 3% | N/A | N/A
47QMCA22A0005 | CARAHSOFT TECHNOLOGY CORPORATION | ChargePoint | Yes | EXPP-PANTO-PL2000-DUAL-ASSUREPRO-12 | EXPP-PANTO-PL2000-DUAL-ASSUREPRO-12-611 | ChargePoint - L3 Assure | 12 prepaid years of ChargePoint Assure Pro for the Express Plus Power Link 2000 Dual Conduit 500A Output with Overhead Mount and Pantograph Control Box to connect with an Express Plus Pantograph System. | EA | 87918.59 | 85281.0323 | 3% | N/A | N/A
47QMCA22A0005 | CARAHSOFT TECHNOLOGY CORPORATION | ChargePoint | Yes | EXPP-PANTO-PL2000-DUAL-ASSUREPRO-2 | EXPP-PANTO-PL2000-DUAL-ASSUREPRO-2-611 | ChargePoint - L3 Assure | 2 prepaid years of ChargePoint Assure Pro for the Express Plus Power Link 2000 Dual Conduit 500A Output with Overhead Mount and Pantograph Control Box to connect with an Express Plus Pantograph System. | EA | 13014.01 | 12623.5897 | 3% | N/A | N/A
47QMCA22A0005 | CARAHSOFT TECHNOLOGY CORPORATION | ChargePoint | Yes | EXPP-PANTO-PL2000-DUAL-ASSUREPRO-3 | EXPP-PANTO-PL2000-DUAL-ASSUREPRO-3-611 | ChargePoint - L3 Assure | 3 prepaid years of ChargePoint Assure Pro for the Express Plus Power Link 2000 Dual Conduit 500A Output with Overhead Mount and Pantograph Control Box to connect with an Express Plus Pantograph System. | EA | 18484.23 | 17929.7031 | 3% | N/A | N/A
47QMCA22A0005 | CARAHSOFT TECHNOLOGY CORPORATION | ChargePoint | Yes | EXPP-PANTO-PL2000-DUAL-ASSUREPRO-4 | EXPP-PANTO-PL2000-DUAL-ASSUREPRO-4-611 | ChargePoint - L3 Assure | 4 prepaid years of ChargePoint Assure Pro for the Express Plus Power Link 2000 Dual Conduit 500A Output with Overhead Mount and Pantograph Control Box to connect with an Express Plus Pantograph System. | EA | 23302.77 | 22603.6869 | 3% | N/A | N/A
47QMCA22A0005 | CARAHSOFT TECHNOLOGY CORPORATION | ChargePoint | Yes | EXPP-PANTO-PL2000-DUAL-ASSUREPRO-5 | EXPP-PANTO-PL2000-DUAL-ASSUREPRO-5-611 | ChargePoint - L3 Assure | 5 prepaid years of ChargePoint Assure Pro for the Express Plus Power Link 2000 Dual Conduit 500A Output with Overhead Mount and Pantograph Control Box to connect with an Express Plus Pantograph System. | EA | 27400.5 | 26578.485 | 3% | N/A | N/A
47QMCA22A0005 | CARAHSOFT TECHNOLOGY CORPORATION | ChargePoint | Yes | EXPP-PANTO-PL2000-DUAL-ASSUREPRO-6 | EXPP-PANTO-PL2000-DUAL-ASSUREPRO-6-611 | ChargePoint - L3 Assure | 6 prepaid years of ChargePoint Assure Pro for the Express Plus Power Link 2000 Dual Conduit 500A Output with Overhead Mount and Pantograph Control Box to connect with an Express Plus Pantograph System. | EA | 34954.16 | 33905.5352 | 3% | N/A | N/A
47QMCA22A0005 | CARAHSOFT TECHNOLOGY CORPORATION | ChargePoint | Yes | EXPP-PANTO-PL2000-DUAL-ASSUREPRO-7 | EXPP-PANTO-PL2000-DUAL-ASSUREPRO-7-611 | ChargePoint - L3 Assure | 7 prepaid years of ChargePoint Assure Pro for the Express Plus Power Link 2000 Dual Conduit 500A Output with Overhead Mount and Pantograph Control Box to connect with an Express Plus Pantograph System. | EA | 43129.87 | 41835.9739 | 3% | N/A | N/A
47QMCA22A0005 | CARAHSOFT TECHNOLOGY CORPORATION | ChargePoint | Yes | EXPP-PANTO-PL2000-DUAL-ASSUREPRO-8 | EXPP-PANTO-PL2000-DUAL-ASSUREPRO-8-611 | ChargePoint - L3 Assure | 8 prepaid years of ChargePoint Assure Pro for the Express Plus Power Link 2000 Dual Conduit 500A Output with Overhead Mount and Pantograph Control Box to connect with an Express Plus Pantograph System. | EA | 52056.02 | 50494.3394 | 3% | N/A | N/A
47QMCA22A0005 | CARAHSOFT TECHNOLOGY CORPORATION | ChargePoint | Yes | EXPP-PANTO-PL2000-DUAL-ASSUREPRO-9 | EXPP-PANTO-PL2000-DUAL-ASSUREPRO-9-611 | ChargePoint - L3 Assure | 9 prepaid years of ChargePoint Assure Pro for the Express Plus Power Link 2000 Dual Conduit 500A Output with Overhead Mount and Pantograph Control Box to connect with an Express Plus Pantograph System. | EA | 61673.35 | 59823.1495 | 3% | N/A | N/A
47QMCA22A0005 | CARAHSOFT TECHNOLOGY CORPORATION | ChargePoint | Yes | EXPP-PANTO-PL2000-SINGLE-ASSUREPRO-1 | EXPP-PANTO-PL2000-SINGLE-ASSUREPRO-1-611 | ChargePoint - L3 Assure | 1 prepaid year of ChargePoint Assure Pro for the Express Plus Power Link 2000 Single Conduit 500A Output with Overhead Mount and Pantograph Control Box to connect with an Express Plus Pantograph System. | EA | 4137.23 | 4013.1131 | 3% | N/A | N/A
47QMCA22A0005 | CARAHSOFT TECHNOLOGY CORPORATION | ChargePoint | Yes | EXPP-PANTO-PL2000-SINGLE-ASSUREPRO-10 | EXPP-PANTO-PL2000-SINGLE-ASSUREPRO-10-611 | ChargePoint - L3 Assure | 10 prepaid years of ChargePoint Assure Pro for the Express Plus Power Link 2000 Single Conduit 500A Output with Overhead Mount and Pantograph Control Box to connect with an Express Plus Pantograph System. | EA | 43445.84 | 42142.4648 | 3% | N/A | N/A
47QMCA22A0005 | CARAHSOFT TECHNOLOGY CORPORATION | ChargePoint | Yes | EXPP-PANTO-PL2000-SINGLE-ASSUREPRO-11 | EXPP-PANTO-PL2000-SINGLE-ASSUREPRO-11-611 | ChargePoint - L3 Assure | 11 prepaid years of ChargePoint Assure Pro for the Express Plus Power Link 2000 Single Conduit 500A Output with Overhead Mount and Pantograph Control Box to connect with an Express Plus Pantograph System. | EA | 48224.89 | 46778.1433 | 3% | N/A | N/A
47QMCA22A0005 | CARAHSOFT TECHNOLOGY CORPORATION | ChargePoint | Yes | EXPP-PANTO-PL2000-SINGLE-ASSUREPRO-12 | EXPP-PANTO-PL2000-SINGLE-ASSUREPRO-12-611 | ChargePoint - L3 Assure | 12 prepaid years of ChargePoint Assure Pro for the Express Plus Power Link 2000 Single Conduit 500A Output with Overhead Mount and Pantograph Control Box to connect with an Express Plus Pantograph System. | EA | 53082.92 | 51490.4324 | 3% | N/A | N/A
47QMCA22A0005 | CARAHSOFT TECHNOLOGY CORPORATION | ChargePoint | Yes | EXPP-PANTO-PL2000-SINGLE-ASSUREPRO-2 | EXPP-PANTO-PL2000-SINGLE-ASSUREPRO-2-611 | ChargePoint - L3 Assure | 2 prepaid years of ChargePoint Assure Pro for the Express Plus Power Link 2000 Single Conduit 500A Output with Overhead Mount and Pantograph Control Box to connect with an Express Plus Pantograph System. | EA | 7859.75 | 7623.9575 | 3% | N/A | N/A
47QMCA22A0005 | CARAHSOFT TECHNOLOGY CORPORATION | ChargePoint | Yes | EXPP-PANTO-PL2000-SINGLE-ASSUREPRO-3 | EXPP-PANTO-PL2000-SINGLE-ASSUREPRO-3-611 | ChargePoint - L3 Assure | 3 prepaid years of ChargePoint Assure Pro for the Express Plus Power Link 2000 Single Conduit 500A Output with Overhead Mount and Pantograph Control Box to connect with an Express Plus Pantograph System. | EA | 11167.56 | 10832.5332 | 3% | N/A | N/A
47QMCA22A0005 | CARAHSOFT TECHNOLOGY CORPORATION | ChargePoint | Yes | EXPP-PANTO-PL2000-SINGLE-ASSUREPRO-4 | EXPP-PANTO-PL2000-SINGLE-ASSUREPRO-4-611 | ChargePoint - L3 Assure | 4 prepaid years of ChargePoint Assure Pro for the Express Plus Power Link 2000 Single Conduit 500A Output with Overhead Mount and Pantograph Control Box to connect with an Express Plus Pantograph System. | EA | 14060.65 | 13638.8305 | 3% | N/A | N/A
47QMCA22A0005 | CARAHSOFT TECHNOLOGY CORPORATION | ChargePoint | Yes | EXPP-PANTO-PL2000-SINGLE-ASSUREPRO-5 | EXPP-PANTO-PL2000-SINGLE-ASSUREPRO-5-611 | ChargePoint - L3 Assure | 5 prepaid years of ChargePoint Assure Pro for the Express Plus Power Link 2000 Single Conduit 500A Output with Overhead Mount and Pantograph Control Box to connect with an Express Plus Pantograph System. | EA | 16539.04 | 16042.8688 | 3% | N/A | N/A
47QMCA22A0005 | CARAHSOFT TECHNOLOGY CORPORATION | ChargePoint | Yes | EXPP-PANTO-PL2000-SINGLE-ASSUREPRO-6 | EXPP-PANTO-PL2000-SINGLE-ASSUREPRO-6-611 | ChargePoint - L3 Assure | 6 prepaid years of ChargePoint Assure Pro for the Express Plus Power Link 2000 Single Conduit 500A Output with Overhead Mount and Pantograph Control Box to connect with an Express Plus Pantograph System. | EA | 21090.98 | 20458.2506 | 3% | N/A | N/A
47QMCA22A0005 | CARAHSOFT TECHNOLOGY CORPORATION | ChargePoint | Yes | EXPP-PANTO-PL2000-SINGLE-ASSUREPRO-7 | EXPP-PANTO-PL2000-SINGLE-ASSUREPRO-7-611 | ChargePoint - L3 Assure | 7 prepaid years of ChargePoint Assure Pro for the Express Plus Power Link 2000 Single Conduit 500A Output with Overhead Mount and Pantograph Control Box to connect with an Express Plus Pantograph System. | EA | 26057.63 | 25275.9011 | 3% | N/A | N/A
47QMCA22A0005 | CARAHSOFT TECHNOLOGY CORPORATION | ChargePoint | Yes | EXPP-PANTO-PL2000-SINGLE-ASSUREPRO-8 | EXPP-PANTO-PL2000-SINGLE-ASSUREPRO-8-611 | ChargePoint - L3 Assure | 8 prepaid years of ChargePoint Assure Pro for the Express Plus Power Link 2000 Single Conduit 500A Output with Overhead Mount and Pantograph Control Box to connect with an Express Plus Pantograph System. | EA | 31438.99 | 30495.8203 | 3% | N/A | N/A
47QMCA22A0005 | CARAHSOFT TECHNOLOGY CORPORATION | ChargePoint | Yes | EXPP-PANTO-PL2000-SINGLE-ASSUREPRO-9 | EXPP-PANTO-PL2000-SINGLE-ASSUREPRO-9-611 | ChargePoint - L3 Assure | 9 prepaid years of ChargePoint Assure Pro for the Express Plus Power Link 2000 Single Conduit 500A Output with Overhead Mount and Pantograph Control Box to connect with an Express Plus Pantograph System. | EA | 37235.06 | 36118.0082 | 3% | N/A | N/A
47QMCA22A0005 | CARAHSOFT TECHNOLOGY CORPORATION | ChargePoint | Yes | CT4000-ASSURE-REN | CT4000-ASSURE-REN-611 | ChargePoint - L3 Assure | Prepaid coterminous renewal of ChargePoint Assure for CT4000 stations. Includes Parts and Labor Warranty, Remote Technical Support, On-Site Repairs when needed, Unlimited Configuration Changes, and Reporting. | EA | 622.07 | 603.4079 | 3% | N/A | N/A
47QMCA22A0005 | CARAHSOFT TECHNOLOGY CORPORATION | ChargePoint | Yes | CPF-ASSURE-REN | CPF-ASSURE-REN-611 | ChargePoint - L3 Assure | CPF prepaid coterminous renewal of Assure. Includes Parts and Labor Warranty, Remote Technical Support, On-Site Repairs when needed, Unlimited Configuration Changes, and Reporting. | EA | 157.98 | 153.2406 | 3% | N/A | N/A
47QMCA22A0005 | CARAHSOFT TECHNOLOGY CORPORATION | ChargePoint | Yes | CPF-ASSUREPRO-REN | CPF-ASSUREPRO-REN-611 | ChargePoint - L3 Assure | Coterminus Renewal Assure Pro for CPF Family stations. | EA | 671.44 | 651.2968 | 3% | N/A | N/A
47QMCA22A0005 | CARAHSOFT TECHNOLOGY CORPORATION | ChargePoint | Yes | CPE250-ASSURE-REN | CPE250-ASSURE-REN-611 | ChargePoint - L3 Assure | Prepaid coterminous renewal of ChargePoint Assure for CPE250 stations. Includes Parts and Labor Warranty, Remote Technical Support, On-Site Repairs when needed, Unlimited Configuration Changes, and Reporting. | EA | 3702.77 | 3591.6869 | 3% | N/A | N/A
47QMCA22A0005 | CARAHSOFT TECHNOLOGY CORPORATION | ChargePoint | Yes | EXPP-PL1000-DUAL-ASSUREPRO-REN | EXPP-PL1000-DUAL-ASSUREPRO-REN-611 | ChargePoint - L3 Assure | Prepaid coterminous renewal of ChargePoint Assure Pro for the Express Plus Power Link 1000 dual cable dispenser. | EA | 3791.64 | 3677.8908 | 3% | N/A | N/A
47QMCA22A0005 | CARAHSOFT TECHNOLOGY CORPORATION | ChargePoint | Yes | EXPP-PL1000-SINGLE-ASSURE-REN | EXPP-PL1000-SINGLE-ASSURE-REN-611 | ChargePoint - L3 Assure | Prepaid coterminous renewal of ChargePoint Assure for the Express Plus Power Link 1000 single cable dispenser. Includes Parts and Labor Warranty, Remote Technical Support, On-Site Repairs when needed, Unlimited Configuration Changes, and Reporting. | EA | 1313.25 | 1273.8525 | 3% | N/A | N/A
47QMCA22A0005 | CARAHSOFT TECHNOLOGY CORPORATION | ChargePoint | Yes | EXPP-BLOCK-ASSUREPRO-REN | EXPP-BLOCK-ASSUREPRO-REN-611 | ChargePoint - L3 Assure | Prepaid coterminous renewal of ChargePoint Assure Pro for Express Plus Power Block. | EA | 16381.06 | 15889.6282 | 3% | N/A | N/A
47QMCA22A0005 | CARAHSOFT TECHNOLOGY CORPORATION | ChargePoint | Yes | EXPP-BLOCK-ASSURE-REN | EXPP-BLOCK-ASSURE-REN-611 | ChargePoint - L3 Assure | Prepaid coterminous renewal of ChargePoint Assure for Express Plus Power Block. Includes Parts and Labor Warranty, Remote Technical Support, On-Site Repairs when needed, Unlimited Configuration Changes, and Reporting. | EA | 7879.5 | 7643.115 | 3% | N/A | N/A
47QMCA22A0005 | CARAHSOFT TECHNOLOGY CORPORATION | ChargePoint | Yes | EXPP-BLOCK-EPW-REN | EXPP-BLOCK-EPW-REN-611 | ChargePoint - L3 Assure | Prepaid coterminous renewal of ChargePoint Extended Parts Warranty for the Express Plus Power Block. | EA | 6931.59 | 6723.6423 | 3% | N/A | N/A
47QMCA22A0005 | CARAHSOFT TECHNOLOGY CORPORATION | ChargePoint | Yes | EXPP-PL2000-DUAL-ASSUREPRO-REN | EXPP-PL2000-DUAL-ASSUREPRO-REN-611 | ChargePoint - L3 Assure | Prepaid coterminous renewal of ChargePoint Assure Pro for the Express Plus Power Link 2000 dual cable dispenser. | EA | 6368.77 | 6177.7069 | 3% | N/A | N/A
47QMCA22A0005 | CARAHSOFT TECHNOLOGY CORPORATION | ChargePoint | Yes | EXPP-PL2000-DUAL-ASSURE-REN | EXPP-PL2000-DUAL-ASSURE-REN-611 | ChargePoint - L3 Assure | Prepaid coterminous renewal of ChargePoint Assure Pro for the Express Plus Power Link 2000 dual cable dispenser. | EA | 2705.49 | 2624.3253 | 3% | N/A | N/A
47QMCA22A0005 | CARAHSOFT TECHNOLOGY CORPORATION | ChargePoint | Yes | EXPP-PL2000-SINGLE-ASSUREPRO-REN | EXPP-PL2000-SINGLE-ASSUREPRO-REN-611 | ChargePoint - L3 Assure | Prepaid coterminous renewal of ChargePoint Assure Pro for the Express Plus Power Link 2000 single cable dispenser. | EA | 4877.78 | 4731.4466 | 3% | N/A | N/A
47QMCA22A0005 | CARAHSOFT TECHNOLOGY CORPORATION | ChargePoint | Yes | EXPP-PL2000-SINGLE-ASSURE-REN | EXPP-PL2000-SINGLE-ASSURE-REN-611 | ChargePoint - L3 Assure | Prepaid coterminous renewal of ChargePoint Assure for the Express Plus Power Link 2000 single cable dispenser. Includes Parts and Labor Warranty, Remote Technical Support, On-Site Repairs when needed, Unlimited Configuration Changes, and Reporting. | EA | 2073.55 | 2011.3435 | 3% | N/A | N/A
47QMCA22A0005 | CARAHSOFT TECHNOLOGY CORPORATION | ChargePoint | Yes | EXPP-PL2000-DUAL-EPW-REN | EXPP-PL2000-DUAL-EPW-REN-611 | ChargePoint - L3 Assure | Prepaid coterminous renewal of ChargePoint Extended Parts Warranty for the Express Plus Power Link 2000 dual cable dispenser. | EA | 2389.52 | 2317.8344 | 3% | N/A | N/A
47QMCA22A0005 | CARAHSOFT TECHNOLOGY CORPORATION | ChargePoint | Yes | EXPP-PL2000-SINGLE-EPW-REN | EXPP-PL2000-SINGLE-EPW-REN-611 | ChargePoint - L3 Assure | Prepaid coterminous renewal of ChargePoi Extended Parts Warray for the Express Plus Power Link 2000 single cable dispenser. | EA | 1836.57 | 1781.4729 | 3% | N/A | N/A
47QMCA22A0005 | CARAHSOFT TECHNOLOGY CORPORATION | ChargePoint | Yes | EXPP-PL1000-DUAL-ASSURE-REN | EXPP-PL1000-DUAL-ASSURE-REN-611 | ChargePoint - L3 Assure | Prepaid coterminous renewal of ChargePoint Assure for the Express Plus Power Link 1000 dual cable dispenser. | EA | 1619.35 | 1570.7695 | 3% | N/A | N/A
47QMCA22A0005 | CARAHSOFT TECHNOLOGY CORPORATION | ChargePoint | Yes | EXPP-PL1000-SINGLE-ASSUREPRO-REN | EXPP-PL1000-SINGLE-ASSUREPRO-REN-611 | ChargePoint - L3 Assure | Prepaid coterminous renewal of ChargePoint Assure Pro for the Express Plus Power Link 1000 single cable dispenser. | EA | 3100.45 | 3007.4365 | 3% | N/A | N/A
47QMCA22A0005 | CARAHSOFT TECHNOLOGY CORPORATION | ChargePoint | Yes | EXPP-PANTO-PL2000-DUAL-ASSUREPRO-REN | EXPP-PANTO-PL2000-DUAL-ASSUREPRO-REN-611 | ChargePoint - L3 Assure | Prepaid coterminous renewal of ChargePoint Assure Pro for the Express Plus Power Link 2000 Dual Conduit 500A Output with Overhead Mount and Pantograph Control Box to connect with an Express Plus Pantograph System. | EA | 7533.9 | 7307.883 | 3% | N/A | N/A
47QMCA22A0005 | CARAHSOFT TECHNOLOGY CORPORATION | ChargePoint | Yes | EXPP-PANTO-PL2000-DUAL-ASSURE-REN | EXPP-PANTO-PL2000-DUAL-ASSURE-REN-611 | ChargePoint - L3 Assure | Coterminous renewal of ChargePoint Assure Pro for the Express Plus Power Link 2000 Dual Conduit 500A Output with Overhead Mount and Pantograph Control Box to connect with an Express Plus Pantograph System. Includes Parts and Labor Warranty, Remote Technical Support, On-Site Repairs when needed, Unlimited Configuration Changes, and Reporting. | EA | 3209.07 | 3112.7979 | 3% | N/A | N/A
47QMCA22A0005 | CARAHSOFT TECHNOLOGY CORPORATION | ChargePoint | Yes | EXPP-PANTO-PL2000-SINGLE-ASSUREPRO-REN | EXPP-PANTO-PL2000-SINGLE-ASSUREPRO-REN-611 | ChargePoint - L3 Assure | Prepaid coterminous renewal of ChargePoint Assure Pro for the Express Plus Power Link 2000 Single Conduit 500A Output with Overhead Mount and Pantograph Control Box to connect with an Express Plus Pantograph System. | EA | 4551.94 | 4415.3818 | 3% | N/A | N/A
47QMCA22A0005 | CARAHSOFT TECHNOLOGY CORPORATION | ChargePoint | Yes | EXPP-PANTO-PL2000-SINGLE-ASSURE-REN | EXPP-PANTO-PL2000-SINGLE-ASSURE-REN-611 | ChargePoint - L3 Assure | coterminous renewal of ChargePoint Assure for the Express Plus Power Link 2000 Single Conduit 500A Output with Overhead Mount and Pantograph Control Box to connect with an Express Plus Pantograph System. Includes Parts and Labor Warranty, Remote Technical Support, On-Site Repairs when needed, Unlimited Configuration Changes, and Reporting. | EA | 1925.44 | 1867.6768 | 3% | N/A | N/A
47QMCA22A0005 | CARAHSOFT TECHNOLOGY CORPORATION | ChargePoint | Yes | EXPP-PANTO-PL2000-DUAL-ASSURE-1 | EXPP-PANTO-PL2000-DUAL-ASSURE-1-611 | ChargePoint - L3 Assure | 1 year of ChargePoint Assure for the Express Plus Power Link 2000 Dual Conduit 500A Output with Overhead Mount and Pantograph Control Box to connect with an Express Plus Pantograph System. Includes Parts and Labor Warranty, Remote Technical Support, On-Site Repairs when needed, Unlimited Configuration Changes, and Reporting. | EA | 2912.85 | 2825.4645 | 3% | N/A | N/A
47QMCA22A0005 | CARAHSOFT TECHNOLOGY CORPORATION | ChargePoint | Yes | EXPP-PANTO-PL2000-DUAL-ASSURE-10 | EXPP-PANTO-PL2000-DUAL-ASSURE-10-611 | ChargePoint - L3 Assure | 10 years of ChargePoint Assure for the Express Plus Power Link 2000 Dual Conduit 500A Output with Overhead Mount and Pantograph Control Box to connect with an Express Plus Pantograph System. Includes Parts and Labor Warranty, Remote Technical Support, On-Site Repairs when needed, Unlimited Configuration Changes, and Reporting. | EA | 30609.57 | 29691.2829 | 3% | N/A | N/A
47QMCA22A0005 | CARAHSOFT TECHNOLOGY CORPORATION | ChargePoint | Yes | EXPP-PANTO-PL2000-DUAL-ASSURE-11 | EXPP-PANTO-PL2000-DUAL-ASSURE-11-611 | ChargePoint - L3 Assure | 11 years of ChargePoint Assure for the Express Plus Power Link 2000 Dual Conduit 500A Output with Overhead Mount and Pantograph Control Box to connect with an Express Plus Pantograph System. Includes Parts and Labor Warranty, Remote Technical Support, On-Site Repairs when needed, Unlimited Configuration Changes, and Reporting. | EA | 33996.37 | 32976.4789 | 3% | N/A | N/A
47QMCA22A0005 | CARAHSOFT TECHNOLOGY CORPORATION | ChargePoint | Yes | EXPP-PANTO-PL2000-DUAL-ASSURE-12 | EXPP-PANTO-PL2000-DUAL-ASSURE-12-611 | ChargePoint - L3 Assure | 12 years of ChargePoint Assure for the Express Plus Power Link 2000 Dual Conduit 500A Output with Overhead Mount and Pantograph Control Box to connect with an Express Plus Pantograph System. Includes Parts and Labor Warranty, Remote Technical Support, On-Site Repairs when needed, Unlimited Configuration Changes, and Reporting. | EA | 37442.42 | 36319.1474 | 3% | N/A | N/A
47QMCA22A0005 | CARAHSOFT TECHNOLOGY CORPORATION | ChargePoint | Yes | EXPP-PANTO-PL2000-DUAL-ASSURE-2 | EXPP-PANTO-PL2000-DUAL-ASSURE-2-611 | ChargePoint - L3 Assure | 2 years of ChargePoint Assure for the Express Plus Power Link 2000 Dual Conduit 500A Output with Overhead Mount and Pantograph Control Box to connect with an Express Plus Pantograph System. Includes Parts and Labor Warranty, Remote Technical Support, On-Site Repairs when needed, Unlimited Configuration Changes, and Reporting. | EA | 5529.47 | 5363.5859 | 3% | N/A | N/A
47QMCA22A0005 | CARAHSOFT TECHNOLOGY CORPORATION | ChargePoint | Yes | EXPP-PANTO-PL2000-DUAL-ASSURE-3 | EXPP-PANTO-PL2000-DUAL-ASSURE-3-611 | ChargePoint - L3 Assure | 3 years of ChargePoint Assure for the Express Plus Power Link 2000 Dual Conduit 500A Output with Overhead Mount and Pantograph Control Box to connect with an Express Plus Pantograph System. Includes Parts and Labor Warranty, Remote Technical Support, On-Site Repairs when needed, Unlimited Configuration Changes, and Reporting. | EA | 7879.5 | 7643.115 | 3% | N/A | N/A
47QMCA22A0005 | CARAHSOFT TECHNOLOGY CORPORATION | ChargePoint | Yes | EXPP-PANTO-PL2000-DUAL-ASSURE-4 | EXPP-PANTO-PL2000-DUAL-ASSURE-4-611 | ChargePoint - L3 Assure | 4 years of ChargePoint Assure for the Express Plus Power Link 2000 Dual Conduit 500A Output with Overhead Mount and Pantograph Control Box to connect with an Express Plus Pantograph System. Includes Parts and Labor Warranty, Remote Technical Support, On-Site Repairs when needed, Unlimited Configuration Changes, and Reporting. | EA | 9913.55 | 9616.1435 | 3% | N/A | N/A
47QMCA22A0005 | CARAHSOFT TECHNOLOGY CORPORATION | ChargePoint | Yes | EXPP-PANTO-PL2000-DUAL-ASSURE-5 | EXPP-PANTO-PL2000-DUAL-ASSURE-5-611 | ChargePoint - L3 Assure | 5 years of ChargePoint Assure for the Express Plus Power Link 2000 Dual Conduit 500A Output with Overhead Mount and Pantograph Control Box to connect with an Express Plus Pantograph System. Includes Parts and Labor Warranty, Remote Technical Support, On-Site Repairs when needed, Unlimited Configuration Changes, and Reporting. | EA | 11651.39 | 11301.8483 | 3% | N/A | N/A
47QMCA22A0005 | CARAHSOFT TECHNOLOGY CORPORATION | ChargePoint | Yes | EXPP-PANTO-PL2000-DUAL-ASSURE-6 | EXPP-PANTO-PL2000-DUAL-ASSURE-6-611 | ChargePoint - L3 Assure | 6 years of ChargePoint Assure for the Express Plus Power Link 2000 Dual Conduit 500A Output with Overhead Mount and Pantograph Control Box to connect with an Express Plus Pantograph System. Includes Parts and Labor Warranty, Remote Technical Support, On-Site Repairs when needed, Unlimited Configuration Changes, and Reporting. | EA | 14870.33 | 14424.2201 | 3% | N/A | N/A
47QMCA22A0005 | CARAHSOFT TECHNOLOGY CORPORATION | ChargePoint | Yes | EXPP-PANTO-PL2000-DUAL-ASSURE-7 | EXPP-PANTO-PL2000-DUAL-ASSURE-7-611 | ChargePoint - L3 Assure | 7 years of ChargePoint Assure for the Express Plus Power Link 2000 Dual Conduit 500A Output with Overhead Mount and Pantograph Control Box to connect with an Express Plus Pantograph System. Includes Parts and Labor Warranty, Remote Technical Support, On-Site Repairs when needed, Unlimited Configuration Changes, and Reporting. | EA | 18385.49 | 17833.9253 | 3% | N/A | N/A
47QMCA22A0005 | CARAHSOFT TECHNOLOGY CORPORATION | ChargePoint | Yes | EXPP-PANTO-PL2000-DUAL-ASSURE-8 | EXPP-PANTO-PL2000-DUAL-ASSURE-8-611 | ChargePoint - L3 Assure | 8 years of ChargePoint Assure for the Express Plus Power Link 2000 Dual Conduit 500A Output with Overhead Mount and Pantograph Control Box to connect with an Express Plus Pantograph System. Includes Parts and Labor Warranty, Remote Technical Support, On-Site Repairs when needed, Unlimited Configuration Changes, and Reporting. | EA | 22117.88 | 21454.3436 | 3% | N/A | N/A
47QMCA22A0005 | CARAHSOFT TECHNOLOGY CORPORATION | ChargePoint | Yes | EXPP-PANTO-PL2000-DUAL-ASSURE-9 | EXPP-PANTO-PL2000-DUAL-ASSURE-9-611 | ChargePoint - L3 Assure | 9 years of ChargePoint Assure for the Express Plus Power Link 2000 Dual Conduit 500A Output with Overhead Mount and Pantograph Control Box to connect with an Express Plus Pantograph System. Includes Parts and Labor Warranty, Remote Technical Support, On-Site Repairs when needed, Unlimited Configuration Changes, and Reporting. | EA | 26215.62 | 25429.1514 | 3% | N/A | N/A
47QMCA22A0005 | CARAHSOFT TECHNOLOGY CORPORATION | ChargePoint | Yes | EXPP-PANTO-PL2000-SINGLE-ASSURE-1 | EXPP-PANTO-PL2000-SINGLE-ASSURE-1-611 | ChargePoint - L3 Assure | 1 year of ChargePoint Assure for the Express Plus Power Link 2000 Single Conduit 500A Output with Overhead Mount and Pantograph Control Box to connect with an Express Plus Pantograph System. Includes Parts and Labor Warranty, Remote Technical Support, On-Site Repairs when needed, Unlimited Configuration Changes, and Reporting. | EA | 1757.58 | 1704.8526 | 3% | N/A | N/A
47QMCA22A0005 | CARAHSOFT TECHNOLOGY CORPORATION | ChargePoint | Yes | EXPP-PANTO-PL2000-SINGLE-ASSURE-10 | EXPP-PANTO-PL2000-SINGLE-ASSURE-10-611 | ChargePoint - L3 Assure | 10 years of ChargePoint Assure for the Express Plus Power Link 2000 Single Conduit 500A Output with Overhead Mount and Pantograph Control Box to connect with an Express Plus Pantograph System. Includes Parts and Labor Warranty, Remote Technical Support, On-Site Repairs when needed, Unlimited Configuration Changes, and Reporting. | EA | 18365.74 | 17814.7678 | 3% | N/A | N/A
47QMCA22A0005 | CARAHSOFT TECHNOLOGY CORPORATION | ChargePoint | Yes | EXPP-PANTO-PL2000-SINGLE-ASSURE-11 | EXPP-PANTO-PL2000-SINGLE-ASSURE-11-611 | ChargePoint - L3 Assure | 11 years of ChargePoint Assure for the Express Plus Power Link 2000 Single Conduit 500A Output with Overhead Mount and Pantograph Control Box to connect with an Express Plus Pantograph System. Includes Parts and Labor Warranty, Remote Technical Support, On-Site Repairs when needed, Unlimited Configuration Changes, and Reporting. | EA | 20419.55 | 19806.9635 | 3% | N/A | N/A
47QMCA22A0005 | CARAHSOFT TECHNOLOGY CORPORATION | ChargePoint | Yes | EXPP-PANTO-PL2000-SINGLE-ASSURE-12 | EXPP-PANTO-PL2000-SINGLE-ASSURE-12-611 | ChargePoint - L3 Assure | 12 years of ChargePoint Assure for the Express Plus Power Link 2000 Single Conduit 500A Output with Overhead Mount and Pantograph Control Box to connect with an Express Plus Pantograph System. Includes Parts and Labor Warranty, Remote Technical Support, On-Site Repairs when needed, Unlimited Configuration Changes, and Reporting. | EA | 22512.85 | 21837.4645 | 3% | N/A | N/A
47QMCA22A0005 | CARAHSOFT TECHNOLOGY CORPORATION | ChargePoint | Yes | EXPP-PANTO-PL2000-SINGLE-ASSURE-2 | EXPP-PANTO-PL2000-SINGLE-ASSURE-2-611 | ChargePoint - L3 Assure | 2 years of ChargePoint Assure for the Express Plus Power Link 2000 Single Conduit 500A Output with Overhead Mount and Pantograph Control Box to connect with an Express Plus Pantograph System. Includes Parts and Labor Warranty, Remote Technical Support, On-Site Repairs when needed, Unlimited Configuration Changes, and Reporting. | EA | 3337.43 | 3237.3071 | 3% | N/A | N/A
47QMCA22A0005 | CARAHSOFT TECHNOLOGY CORPORATION | ChargePoint | Yes | EXPP-PANTO-PL2000-SINGLE-ASSURE-3 | EXPP-PANTO-PL2000-SINGLE-ASSURE-3-611 | ChargePoint - L3 Assure | 3 years of ChargePoint Assure for the Express Plus Power Link 2000 Single Conduit 500A Output with Overhead Mount and Pantograph Control Box to connect with an Express Plus Pantograph System. Includes Parts and Labor Warranty, Remote Technical Support, On-Site Repairs when needed, Unlimited Configuration Changes, and Reporting. | EA | 4739.55 | 4597.3635 | 3% | N/A | N/A
47QMCA22A0005 | CARAHSOFT TECHNOLOGY CORPORATION | ChargePoint | Yes | EXPP-PANTO-PL2000-SINGLE-ASSURE-4 | EXPP-PANTO-PL2000-SINGLE-ASSURE-4-611 | ChargePoint - L3 Assure | 4 years of ChargePoint Assure for the Express Plus Power Link 2000 Single Conduit 500A Output with Overhead Mount and Pantograph Control Box to connect with an Express Plus Pantograph System. Includes Parts and Labor Warranty, Remote Technical Support, On-Site Repairs when needed, Unlimited Configuration Changes, and Reporting. | EA | 5963.93 | 5785.0121 | 3% | N/A | N/A
47QMCA22A0005 | CARAHSOFT TECHNOLOGY CORPORATION | ChargePoint | Yes | EXPP-PANTO-PL2000-SINGLE-ASSURE-5 | EXPP-PANTO-PL2000-SINGLE-ASSURE-5-611 | ChargePoint - L3 Assure | 5 years of ChargePoint Assure for the Express Plus Power Link 2000 Single Conduit 500A Output with Overhead Mount and Pantograph Control Box to connect with an Express Plus Pantograph System. Includes Parts and Labor Warranty, Remote Technical Support, On-Site Repairs when needed, Unlimited Configuration Changes, and Reporting. | EA | 7010.58 | 6800.2626 | 3% | N/A | N/A
47QMCA22A0005 | CARAHSOFT TECHNOLOGY CORPORATION | ChargePoint | Yes | EXPP-PANTO-PL2000-SINGLE-ASSURE-6 | EXPP-PANTO-PL2000-SINGLE-ASSURE-6-611 | ChargePoint - L3 Assure | 6 years of ChargePoint Assure for the Express Plus Power Link 2000 Single Conduit 500A Output with Overhead Mount and Pantograph Control Box to connect with an Express Plus Pantograph System. Includes Parts and Labor Warranty, Remote Technical Support, On-Site Repairs when needed, Unlimited Configuration Changes, and Reporting. | EA | 8945.89 | 8677.5133 | 3% | N/A | N/A
47QMCA22A0005 | CARAHSOFT TECHNOLOGY CORPORATION | ChargePoint | Yes | EXPP-PANTO-PL2000-SINGLE-ASSURE-7 | EXPP-PANTO-PL2000-SINGLE-ASSURE-7-611 | ChargePoint - L3 Assure | 7 years of ChargePoint Assure for the Express Plus Power Link 2000 Single Conduit 500A Output with Overhead Mount and Pantograph Control Box to connect with an Express Plus Pantograph System. Includes Parts and Labor Warranty, Remote Technical Support, On-Site Repairs when needed, Unlimited Configuration Changes, and Reporting. | EA | 11058.94 | 10727.1718 | 3% | N/A | N/A
47QMCA22A0005 | CARAHSOFT TECHNOLOGY CORPORATION | ChargePoint | Yes | EXPP-PANTO-PL2000-SINGLE-ASSURE-8 | EXPP-PANTO-PL2000-SINGLE-ASSURE-8-611 | ChargePoint - L3 Assure | 8 years of ChargePoint Assure for the Express Plus Power Link 2000 Single Conduit 500A Output with Overhead Mount and Pantograph Control Box to connect with an Express Plus Pantograph System. Includes Parts and Labor Warranty, Remote Technical Support, On-Site Repairs when needed, Unlimited Configuration Changes, and Reporting. | EA | 13349.72 | 12949.2284 | 3% | N/A | N/A
47QMCA22A0005 | CARAHSOFT TECHNOLOGY CORPORATION | ChargePoint | Yes | EXPP-PANTO-PL2000-SINGLE-ASSURE-9 | EXPP-PANTO-PL2000-SINGLE-ASSURE-9-611 | ChargePoint - L3 Assure | 9 years of ChargePoint Assure for the Express Plus Power Link 2000 Single Conduit 500A Output with Overhead Mount and Pantograph Control Box to connect with an Express Plus Pantograph System. Includes Parts and Labor Warranty, Remote Technical Support, On-Site Repairs when needed, Unlimited Configuration Changes, and Reporting. | EA | 15818.24 | 15343.6928 | 3% | N/A | N/A
47QMCA22A0005 | CARAHSOFT TECHNOLOGY CORPORATION | ChargePoint | Yes | EXPP-PANTO-PL2000-DUAL-EXTWAR-10 | EXPP-PANTO-PL2000-DUAL-EXTWAR-10-611 | ChargePoint - L3 Assure | 10 prepaid additional years of ChargePoint Extended Parts Warranty for the Express Plus Power Link 2000 Dual Conduit 500A Output with Overhead Mount and Pantograph Control Box to connect with an Express Plus Pantograph System. | EA | 26956.17 | 26147.4849 | 3% | N/A | N/A
47QMCA22A0005 | CARAHSOFT TECHNOLOGY CORPORATION | ChargePoint | Yes | EXPP-PANTO-PL2000-DUAL-EXTWAR-11 | EXPP-PANTO-PL2000-DUAL-EXTWAR-11-611 | ChargePoint - L3 Assure | 11 prepaid additional years of ChargePoint Extended Parts Warranty for the Express Plus Power Link 2000 Dual Conduit 500A Output with Overhead Mount and Pantograph Control Box to connect with an Express Plus Pantograph System. | EA | 29977.63 | 29078.3011 | 3% | N/A | N/A
47QMCA22A0005 | CARAHSOFT TECHNOLOGY CORPORATION | ChargePoint | Yes | EXPP-PANTO-PL2000-DUAL-EXTWAR-12 | EXPP-PANTO-PL2000-DUAL-EXTWAR-12-611 | ChargePoint - L3 Assure | 12 prepaid additional years of ChargePoint Extended Parts Warranty for the Express Plus Power Link 2000 Dual Conduit 500A Output with Overhead Mount and Pantograph Control Box to connect with an Express Plus Pantograph System. | EA | 32939.85 | 31951.6545 | 3% | N/A | N/A
47QMCA22A0005 | CARAHSOFT TECHNOLOGY CORPORATION | ChargePoint | Yes | EXPP-PANTO-PL2000-DUAL-EXTWAR-2 | EXPP-PANTO-PL2000-DUAL-EXTWAR-2-611 | ChargePoint - L3 Assure | 2 prepaid additional years of ChargePoint Extended Parts Warranty for the Express Plus Power Link 2000 Dual Conduit 500A Output with Overhead Mount and Pantograph Control Box to connect with an Express Plus Pantograph System. | EA | 4877.78 | 4731.4466 | 3% | N/A | N/A
47QMCA22A0005 | CARAHSOFT TECHNOLOGY CORPORATION | ChargePoint | Yes | EXPP-PANTO-PL2000-DUAL-EXTWAR-3 | EXPP-PANTO-PL2000-DUAL-EXTWAR-3-611 | ChargePoint - L3 Assure | 3 prepaid additional years of ChargePoint Extended Parts Warranty for the Express Plus Power Link 2000 Dual Conduit 500A Output with Overhead Mount and Pantograph Control Box to connect with an Express Plus Pantograph System. | EA | 6931.59 | 6723.6423 | 3% | N/A | N/A
47QMCA22A0005 | CARAHSOFT TECHNOLOGY CORPORATION | ChargePoint | Yes | EXPP-PANTO-PL2000-DUAL-EXTWAR-4 | EXPP-PANTO-PL2000-DUAL-EXTWAR-4-611 | ChargePoint - L3 Assure | 4 prepaid additional years of ChargePoint Extended Parts Warranty for the Express Plus Power Link 2000 Dual Conduit 500A Output with Overhead Mount and Pantograph Control Box to connect with an Express Plus Pantograph System. | EA | 8728.66 | 8466.8002 | 3% | N/A | N/A
47QMCA22A0005 | CARAHSOFT TECHNOLOGY CORPORATION | ChargePoint | Yes | EXPP-PANTO-PL2000-DUAL-EXTWAR-5 | EXPP-PANTO-PL2000-DUAL-EXTWAR-5-611 | ChargePoint - L3 Assure | 5 prepaid additional years of ChargePoint Extended Parts Warranty for the Express Plus Power Link 2000 Dual Conduit 500A Output with Overhead Mount and Pantograph Control Box to connect with an Express Plus Pantograph System. | EA | 10269.02 | 9960.9494 | 3% | N/A | N/A
47QMCA22A0005 | CARAHSOFT TECHNOLOGY CORPORATION | ChargePoint | Yes | EXPP-PANTO-PL2000-DUAL-EXTWAR-6 | EXPP-PANTO-PL2000-DUAL-EXTWAR-6-611 | ChargePoint - L3 Assure | 6 prepaid additional years of ChargePoint Extended Parts Warranty for the Express Plus Power Link 2000 Dual Conduit 500A Output with Overhead Mount and Pantograph Control Box to connect with an Express Plus Pantograph System. | EA | 13093 | 12700.21 | 3% | N/A | N/A
47QMCA22A0005 | CARAHSOFT TECHNOLOGY CORPORATION | ChargePoint | Yes | EXPP-PANTO-PL2000-DUAL-EXTWAR-7 | EXPP-PANTO-PL2000-DUAL-EXTWAR-7-611 | ChargePoint - L3 Assure | 7 prepaid additional years of ChargePoint Extended Parts Warranty for the Express Plus Power Link 2000 Dual Conduit 500A Output with Overhead Mount and Pantograph Control Box to connect with an Express Plus Pantograph System. | EA | 16173.7 | 15688.489 | 3% | N/A | N/A
47QMCA22A0005 | CARAHSOFT TECHNOLOGY CORPORATION | ChargePoint | Yes | EXPP-PANTO-PL2000-DUAL-EXTWAR-8 | EXPP-PANTO-PL2000-DUAL-EXTWAR-8-611 | ChargePoint - L3 Assure | 8 prepaid additional years of ChargePoint Extended Parts Warranty for the Express Plus Power Link 2000 Dual Conduit 500A Output with Overhead Mount and Pantograph Control Box to connect with an Express Plus Pantograph System. | EA | 19511.13 | 18925.7961 | 3% | N/A | N/A
47QMCA22A0005 | CARAHSOFT TECHNOLOGY CORPORATION | ChargePoint | Yes | EXPP-PANTO-PL2000-DUAL-EXTWAR-9 | EXPP-PANTO-PL2000-DUAL-EXTWAR-9-611 | ChargePoint - L3 Assure | 9 prepaid additional years of ChargePoint Extended Parts Warranty for the Express Plus Power Link 2000 Dual Conduit 500A Output with Overhead Mount and Pantograph Control Box to connect with an Express Plus Pantograph System. | EA | 23105.29 | 22412.1313 | 3% | N/A | N/A
47QMCA22A0005 | CARAHSOFT TECHNOLOGY CORPORATION | ChargePoint | Yes | EXPP-PANTO-PL2000-DUAL-EXTWAR-REN | EXPP-PANTO-PL2000-DUAL-EXTWAR-REN-611 | ChargePoint - L3 Assure | Prepaid coterminous renewal of ChargePoint Extended Parts Warranty for the Express Plus Power Link 2000 Dual Conduit 500A Output with Overhead Mount and Pantograph Control Box to connect with an Express Plus Pantograph System. | EA | 2823.98 | 2739.2606 | 3% | N/A | N/A
47QMCA22A0005 | CARAHSOFT TECHNOLOGY CORPORATION | ChargePoint | Yes | EXPP-PANTO-PL2000-SINGLE-EXTWAR-10 | EXPP-PANTO-PL2000-SINGLE-EXTWAR-10-611 | ChargePoint - L3 Assure | 10 prepaid additional year of ChargePoint Extended Parts Warranty for the Express Plus Power Link 2000 Single Conduit 500A Output with Overhead Mount and Pantograph Control Box to connect with an Express Plus Pantograph System. | EA | 16292.19 | 15803.4243 | 3% | N/A | N/A
47QMCA22A0005 | CARAHSOFT TECHNOLOGY CORPORATION | ChargePoint | Yes | EXPP-PANTO-PL2000-SINGLE-EXTWAR-11 | EXPP-PANTO-PL2000-SINGLE-EXTWAR-11-611 | ChargePoint - L3 Assure | 11 prepaid additional year of ChargePoint Extended Parts Warranty for the Express Plus Power Link 2000 Single Conduit 500A Output with Overhead Mount and Pantograph Control Box to connect with an Express Plus Pantograph System. | EA | 18138.64 | 17594.4808 | 3% | N/A | N/A
47QMCA22A0005 | CARAHSOFT TECHNOLOGY CORPORATION | ChargePoint | Yes | EXPP-PANTO-PL2000-SINGLE-EXTWAR-12 | EXPP-PANTO-PL2000-SINGLE-EXTWAR-12-611 | ChargePoint - L3 Assure | 12 prepaid additional year of ChargePoint Extended Parts Warranty for the Express Plus Power Link 2000 Single Conduit 500A Output with Overhead Mount and Pantograph Control Box to connect with an Express Plus Pantograph System. | EA | 20024.58 | 19423.8426 | 3% | N/A | N/A
47QMCA22A0005 | CARAHSOFT TECHNOLOGY CORPORATION | ChargePoint | Yes | EXPP-PANTO-PL2000-SINGLE-EXTWAR-2 | EXPP-PANTO-PL2000-SINGLE-EXTWAR-2-611 | ChargePoint - L3 Assure | 2 prepaid additional year of ChargePoint Extended Parts Warranty for the Express Plus Power Link 2000 Single Conduit 500A Output with Overhead Mount and Pantograph Control Box to connect with an Express Plus Pantograph System. | EA | 2962.22 | 2873.3534 | 3% | N/A | N/A
47QMCA22A0005 | CARAHSOFT TECHNOLOGY CORPORATION | ChargePoint | Yes | EXPP-PANTO-PL2000-SINGLE-EXTWAR-3 | EXPP-PANTO-PL2000-SINGLE-EXTWAR-3-611 | ChargePoint - L3 Assure | 3 prepaid additional year of ChargePoint Extended Parts Warranty for the Express Plus Power Link 2000 Single Conduit 500A Output with Overhead Mount and Pantograph Control Box to connect with an Express Plus Pantograph System. | EA | 4206.35 | 4080.1595 | 3% | N/A | N/A
47QMCA22A0005 | CARAHSOFT TECHNOLOGY CORPORATION | ChargePoint | Yes | EXPP-PANTO-PL2000-SINGLE-EXTWAR-4 | EXPP-PANTO-PL2000-SINGLE-EXTWAR-4-611 | ChargePoint - L3 Assure | 4 prepaid additional year of ChargePoint Extended Parts Warranty for the Express Plus Power Link 2000 Single Conduit 500A Output with Overhead Mount and Pantograph Control Box to connect with an Express Plus Pantograph System. | EA | 5292.49 | 5133.7153 | 3% | N/A | N/A
47QMCA22A0005 | CARAHSOFT TECHNOLOGY CORPORATION | ChargePoint | Yes | EXPP-PANTO-PL2000-SINGLE-EXTWAR-5 | EXPP-PANTO-PL2000-SINGLE-EXTWAR-5-611 | ChargePoint - L3 Assure | 5 prepaid additional year of ChargePoint Extended Parts Warranty for the Express Plus Power Link 2000 Single Conduit 500A Output with Overhead Mount and Pantograph Control Box to connect with an Express Plus Pantograph System. | EA | 6220.65 | 6034.0305 | 3% | N/A | N/A
47QMCA22A0005 | CARAHSOFT TECHNOLOGY CORPORATION | ChargePoint | Yes | EXPP-PANTO-PL2000-SINGLE-EXTWAR-6 | EXPP-PANTO-PL2000-SINGLE-EXTWAR-6-611 | ChargePoint - L3 Assure | 6 prepaid additional year of ChargePoint Extended Parts Warranty for the Express Plus Power Link 2000 Single Conduit 500A Output with Overhead Mount and Pantograph Control Box to connect with an Express Plus Pantograph System. | EA | 7938.74 | 7700.5778 | 3% | N/A | N/A
47QMCA22A0005 | CARAHSOFT TECHNOLOGY CORPORATION | ChargePoint | Yes | EXPP-PANTO-PL2000-SINGLE-EXTWAR-7 | EXPP-PANTO-PL2000-SINGLE-EXTWAR-7-611 | ChargePoint - L3 Assure | 7 prepaid additional year of ChargePoint Extended Parts Warranty for the Express Plus Power Link 2000 Single Conduit 500A Output with Overhead Mount and Pantograph Control Box to connect with an Express Plus Pantograph System. | EA | 9814.81 | 9520.3657 | 3% | N/A | N/A
47QMCA22A0005 | CARAHSOFT TECHNOLOGY CORPORATION | ChargePoint | Yes | EXPP-PANTO-PL2000-SINGLE-EXTWAR-8 | EXPP-PANTO-PL2000-SINGLE-EXTWAR-8-611 | ChargePoint - L3 Assure | 8 prepaid additional year of ChargePoint Extended Parts Warranty for the Express Plus Power Link 2000 Single Conduit 500A Output with Overhead Mount and Pantograph Control Box to connect with an Express Plus Pantograph System. | EA | 11848.87 | 11493.4039 | 3% | N/A | N/A
47QMCA22A0005 | CARAHSOFT TECHNOLOGY CORPORATION | ChargePoint | Yes | EXPP-PANTO-PL2000-SINGLE-EXTWAR-9 | EXPP-PANTO-PL2000-SINGLE-EXTWAR-9-611 | ChargePoint - L3 Assure | 9 prepaid additional year of ChargePoint Extended Parts Warranty for the Express Plus Power Link 2000 Single Conduit 500A Output with Overhead Mount and Pantograph Control Box to connect with an Express Plus Pantograph System. | EA | 14040.91 | 13619.6827 | 3% | N/A | N/A
47QMCA22A0005 | CARAHSOFT TECHNOLOGY CORPORATION | ChargePoint | Yes | EXPP-PANTO-PL2000-SINGLE-EXTWAR-REN | EXPP-PANTO-PL2000-SINGLE-EXTWAR-REN-611 | ChargePoint - L3 Assure | Prepaid coterminous renewal of ChargePoint Extended Parts Warranty for the Express Plus Power Link 2000 Single Conduit 500A Output with Overhead Mount and Pantograph Control Box to connect with an Express Plus Pantograph System. | EA | 1708.21 | 1656.9637 | 3% | N/A | N/A
47QMCA22A0006 | DISTRICT FLEET, LLC | EV Connect | Yes | EVC-SHIELD-1 | N/A | EV Connect Shield - Single Port Stations - 1 Year Term | EV Connect Shield: (Single Port Station) A comprehensive parts and labor warranty plan that covers every operational and maintenance aspect of the EV charging station — guaranteeing maximum performance and uptime. With EV Connect as your partner, we’ll make your EV charging experience as seamless and effortless as possible. Includes: Hardware Parts Coverage, Certified On-Site Labor Coverage and Dispatch, Real Time Performance Management, On Site Repairs in 48-72 Hours, Remote Troubleshooting and Support, Remote Proactive Monitoring, Automated Alerts to EV Connect Support team, Routine Network and Firmware Updates and Station Replacement if Needed | EA | 493.7 | 483.826 | 2% | N/A | N/A
47QMCA22A0006 | DISTRICT FLEET, LLC | EV Connect | Yes | EVC-SHIELD-3 | N/A | EV Connect Shield - Single Port Stations - 3 Year Term | EV Connect Shield: (Single Port Station) A comprehensive parts and labor warranty plan that covers every operational and maintenance aspect of the EV charging station — guaranteeing maximum performance and uptime. With EV Connect as your partner, we’ll make your EV charging experience as seamless and effortless as possible. Includes: Hardware Parts Coverage, Certified On-Site Labor Coverage and Dispatch, Real Time Performance Management, On Site Repairs in 48-72 Hours, Remote Troubleshooting and Support, Remote Proactive Monitoring, Automated Alerts to EV Connect Support team, Routine Network and Firmware Updates and Station Replacement if Needed | EA | 1184.89 | 1161.1922 | 2% | N/A | N/A
47QMCA22A0006 | DISTRICT FLEET, LLC | EV Connect | Yes | EVC-SHIELD-5 | N/A | EV Connect Shield - Single Port Stations - 5 Year Term | EV Connect Shield: (Single Port Station) A comprehensive parts and labor warranty plan that covers every operational and maintenance aspect of the EV charging station — guaranteeing maximum performance and uptime. With EV Connect as your partner, we’ll make your EV charging experience as seamless and effortless as possible. Includes: Hardware Parts Coverage, Certified On-Site Labor Coverage and Dispatch, Real Time Performance Management, On Site Repairs in 48-72 Hours, Remote Troubleshooting and Support, Remote Proactive Monitoring, Automated Alerts to EV Connect Support team, Routine Network and Firmware Updates and Station Replacement if Needed | EA | 1727.96 | 1693.4008 | 2% | N/A | N/A
47QMCA22A0006 | DISTRICT FLEET, LLC | EV Connect | Yes | EVC-SHIELD-DUAL-1 | N/A | EV Connect Shield - Dual Port Add-On - 3 Year Term | Additional EV Connect Shield line item for Dual Port Stations - 1 Year Term | EA | 197.48 | 193.5304 | 2% | N/A | N/A
47QMCA22A0006 | DISTRICT FLEET, LLC | EV Connect | Yes | EVC-SHIELD-DUAL-3 | N/A | EV Connect Shield - Dual Port Add-On - 5 Year Term | Additional EV Connect Shield line item for Dual Port Stations - 1 Year Term | EA | 592.44 | 580.5912 | 2% | N/A | N/A
47QMCA22A0006 | DISTRICT FLEET, LLC | EV Connect | Yes | EVC-SHIELD-DUAL-5 | N/A | EV Connect Shield - Dual Port Add-On - 1 Year Term | Additional EV Connect Shield line item for Dual Port Stations - 1 Year Term | EA | 987.41 | 967.6618 | 2% | N/A | N/A
47QMCA22A0006 | DISTRICT FLEET, LLC | EV Connect | Yes | EVC-SHIELD-L2-PC-SP-30-40 | N/A | EVC Shield - PowerCharge - Level 2 - Platinum - Single Port - Pedestal/Wall - 32A/40A - 5 Year | A comprehensive parts and labor service plan that covers every operational and maintenance aspect of the EV charging station to maximize performance and uptime. Includes: Hardware Parts Coverage, Certified On-Site Labor Coverage and Dispatch, Real Time Performance Management, On Site Repairs in 48-72 Hours, Remote Troubleshooting and Support, Remote Proactive Monitoring, Automated Alerts to EV Connect Support team, Routine Network and Firmware Updates and Station Replacement, if needed. | EA | 2196.98 | 2153.0404 | 2% | N/A | N/A
47QMCA22A0006 | DISTRICT FLEET, LLC | EV Connect | Yes | EVC-SHIELD-L2-PC-SP-80 | N/A | EVC Shield - PowerCharge - Level 2 - Platinum - Single Port - Pedestal/Wall - 80A - 5 Year | A comprehensive parts and labor service plan that covers every operational and maintenance aspect of the EV charging station to maximize performance and uptime. Includes: Hardware Parts Coverage, Certified On-Site Labor Coverage and Dispatch, Real Time Performance Management, On Site Repairs in 48-72 Hours, Remote Troubleshooting and Support, Remote Proactive Monitoring, Automated Alerts to EV Connect Support team, Routine Network and Firmware Updates and Station Replacement, if needed. | EA | 2320.4 | 2273.992 | 2% | N/A | N/A
47QMCA22A0006 | DISTRICT FLEET, LLC | EV Connect | Yes | EVC-SHIELD-L2-PC-DP-80 | N/A | EVC Shield - PowerCharge - Level 2 - Platinum - Dual Port - Pedestal - 80A - 5 Year | A comprehensive parts and labor service plan that covers every operational and maintenance aspect of the EV charging station to maximize performance and uptime. Includes: Hardware Parts Coverage, Certified On-Site Labor Coverage and Dispatch, Real Time Performance Management, On Site Repairs in 48-72 Hours, Remote Troubleshooting and Support, Remote Proactive Monitoring, Automated Alerts to EV Connect Support team, Routine Network and Firmware Updates and Station Replacement, if needed. | EA | 3554.66 | 3483.5668 | 2% | N/A | N/A
47QMCA22A0006 | DISTRICT FLEET, LLC | EV Connect | Yes | EVC-SHIELD-L2-PC-DP-30-40 | N/A | EVC Shield - PowerCharge - Level 2 - Platinum - Dual Port - Pedestal - 32A/40A - 5 Year | A comprehensive parts and labor service plan that covers every operational and maintenance aspect of the EV charging station to maximize performance and uptime. Includes: Hardware Parts Coverage, Certified On-Site Labor Coverage and Dispatch, Real Time Performance Management, On Site Repairs in 48-72 Hours, Remote Troubleshooting and Support, Remote Proactive Monitoring, Automated Alerts to EV Connect Support team, Routine Network and Firmware Updates and Station Replacement, if needed. | EA | 3307.81 | 3241.6538 | 2% | N/A | N/A
47QMCA22A0006 | DISTRICT FLEET, LLC | EV Connect | Yes | EVC-SHIELD-L2-BTC-SP-30-40 | N/A | EVC Shield - BTCPower - Level 2 - Single Port - Pedestal - 30A/40A - 5 Year | A comprehensive parts and labor service plan that covers every operational and maintenance aspect of the EV charging station to maximize performance and uptime. Includes: Hardware Parts Coverage, Certified On-Site Labor Coverage and Dispatch, Real Time Performance Management, On Site Repairs in 48-72 Hours, Remote Troubleshooting and Support, Remote Proactive Monitoring, Automated Alerts to EV Connect Support team, Routine Network and Firmware Updates and Station Replacement, if needed. | EA | 2315.47 | 2269.1606 | 2% | N/A | N/A
47QMCA22A0006 | DISTRICT FLEET, LLC | EV Connect | Yes | EVC-SHIELD-L2-BTC-DP-30-40 | N/A | EVC Shield - BTCPower - Level 2 - Dual Port - Pedestal - 30A/40A - 5 Year | A comprehensive parts and labor service plan that covers every operational and maintenance aspect of the EV charging station to maximize performance and uptime. Includes: Hardware Parts Coverage, Certified On-Site Labor Coverage and Dispatch, Real Time Performance Management, On Site Repairs in 48-72 Hours, Remote Troubleshooting and Support, Remote Proactive Monitoring, Automated Alerts to EV Connect Support team, Routine Network and Firmware Updates and Station Replacement, if needed. | EA | 3450.98 | 3381.9604 | 2% | N/A | N/A
47QMCA22A0006 | DISTRICT FLEET, LLC | EV Connect | Yes | EVC-SHIELD-L2-EC-DP-30-40 | N/A | EVC Shield - EvoCharge - Level 2 - iEVSE Plus - Dual Port - Pedestal - 5 Year | A comprehensive parts and labor service plan that covers every operational and maintenance aspect of the EV charging station to maximize performance and uptime. Includes: Hardware Parts Coverage, Certified On-Site Labor Coverage and Dispatch, Real Time Performance Management, On Site Repairs in 48-72 Hours, Remote Troubleshooting and Support, Remote Proactive Monitoring, Automated Alerts to EV Connect Support team, Routine Network and Firmware Updates and Station Replacement, if needed. | EA | 3245.6 | 3180.688 | 2% | N/A | N/A
47QMCA22A0006 | DISTRICT FLEET, LLC | EV Connect | Yes | EVC-SHIELD-L2-EC-SP-30-40 | N/A | EVC Shield - EvoCharge - Level 2 - iEVSE Plus - Single Port - Pedestal/Wall - 32A/40A - 3 Year | A comprehensive parts and labor service plan that covers every operational and maintenance aspect of the EV charging station to maximize performance and uptime. Includes: Hardware Parts Coverage, Certified On-Site Labor Coverage and Dispatch, Real Time Performance Management, On Site Repairs in 48-72 Hours, Remote Troubleshooting and Support, Remote Proactive Monitoring, Automated Alerts to EV Connect Support team, Routine Network and Firmware Updates and Station Replacement, if needed. | EA | 2258.2 | 2213.036 | 2% | N/A | N/A
47QMCA22A0006 | DISTRICT FLEET, LLC | EV Connect | Yes | EVC-SHIELD-DCFC-BTC-Gen4-120-Pro-3 | N/A | EV Connect Shield - Level 3 - Professional - 3 Year Term - BTCPower - DCFC - Gen 4 - Dual Port - 120kW/ 500A - LIQ - CCS1/CCS1 - RFID/CCR | Includes 1 Annual Preventative Maintenance visit, including inspection of interior and exterior components and accessories, check of voltage, current, and power, and electronic summary report, and review of faults or issues. Includes Hardware Warranty Administration and Procurement of Parts and Coordination of Labor dispatch at site with EV Connect expedited SLAs 48-72h dispatch/repair turnaround to ensure a high uptime of charging stations. Cost of unlimited dispatch requests of parts and labor related to corrective maintenance are included. Remote Commissioning is included on this shield package. Includes EV Connect’s technical support team proactively monitoring station health utilizing EV Connect’s proprietary C-NOC Monitoring on behalf of the station operator. | EA | 27063.8 | 26522.524 | 2% | N/A | N/A
47QMCA22A0006 | DISTRICT FLEET, LLC | EV Connect | Yes | EVC-SHIELD-DCFC-BTC-Gen4-120-Pro-5 | N/A | EV Connect Shield - Level 3 - Professional - 5 Year Term - BTCPower - DCFC - Gen 4 - Dual Port - 120kW/ 500A - LIQ - CCS1/CCS1 - RFID/CCR | Includes 1 Annual Preventative Maintenance visit, including inspection of interior and exterior components and accessories, check of voltage, current, and power, and electronic summary report, and review of faults or issues. Includes Hardware Warranty Administration and Procurement of Parts and Coordination of Labor dispatch at site with EV Connect expedited SLAs 48-72h dispatch/repair turnaround to ensure a high uptime of charging stations. Cost of unlimited dispatch requests of parts and labor related to corrective maintenance are included. Remote Commissioning is included on this shield package. Includes EV Connect’s technical support team proactively monitoring station health utilizing EV Connect’s proprietary C-NOC Monitoring on behalf of the station operator. | EA | 48186.38 | 47222.6524 | 2% | N/A | N/A
47QMCA22A0006 | DISTRICT FLEET, LLC | EV Connect | Yes | EVC-SHIELD-DCFC-BTC-Gen4-180-Pro-3 | N/A | EV Connect Shield - Level 3 - Professional - 3 Year Term - BTCPower - DCFC - Gen 4 - Dual Port - 180kW/ 500A - LIQ - CCS1/CCS1 - RFID/CCR | Includes 1 Annual Preventative Maintenance visit, including inspection of interior and exterior components and accessories, check of voltage, current, and power, and electronic summary report, and review of faults or issues. Includes Hardware Warranty Administration and Procurement of Parts and Coordination of Labor dispatch at site with EV Connect expedited SLAs 48-72h dispatch/repair turnaround to ensure a high uptime of charging stations. Cost of unlimited dispatch requests of parts and labor related to corrective maintenance are included. Remote Commissioning is included on this shield package. Includes EV Connect’s technical support team proactively monitoring station health utilizing EV Connect’s proprietary C-NOC Monitoring on behalf of the station operator. | EA | 29414.81 | 28826.5138 | 2% | N/A | N/A
47QMCA22A0006 | DISTRICT FLEET, LLC | EV Connect | Yes | EVC-SHIELD-DCFC-BTC-Gen4-180-Pro-5 | N/A | EV Connect Shield - Level 3 - Professional - 5 Year Term - BTCPower - DCFC - Gen 4 - Dual Port - 180kW/ 500A - LIQ - CCS1/CCS1 - RFID/CCR | Includes 1 Annual Preventative Maintenance visit, including inspection of interior and exterior components and accessories, check of voltage, current, and power, and electronic summary report, and review of faults or issues. Includes Hardware Warranty Administration and Procurement of Parts and Coordination of Labor dispatch at site with EV Connect expedited SLAs 48-72h dispatch/repair turnaround to ensure a high uptime of charging stations. Cost of unlimited dispatch requests of parts and labor related to corrective maintenance are included. Remote Commissioning is included on this shield package. Includes EV Connect’s technical support team proactively monitoring station health utilizing EV Connect’s proprietary C-NOC Monitoring on behalf of the station operator. | EA | 52105.39 | 51063.2822 | 2% | N/A | N/A
47QMCA22A0006 | DISTRICT FLEET, LLC | EV Connect | Yes | EVC-SHIELD-DCFC-BTC-Gen2-DP-Pro-3 | N/A | EV Connect Shield - Level 3 - Professional - 3 Year Term - BTCPower - DCFC - Dual Port - Gen 2 Dispenser - 350A CCS1 Liq Cooled - RFID - Payter | Includes 1 Annual Preventative Maintenance visit, including inspection of interior and exterior components and accessories, check of voltage, current, and power, and electronic summary report, and review of faults or issues. Includes Hardware Warranty Administration and Procurement of Parts and Coordination of Labor dispatch at site with EV Connect expedited SLAs 48-72h dispatch/repair turnaround to ensure a high uptime of charging stations. Cost of unlimited dispatch requests of parts and labor related to corrective maintenance are included. Remote Commissioning is included on this shield package. Includes EV Connect’s technical support team proactively monitoring station health utilizing EV Connect’s proprietary C-NOC Monitoring on behalf of the station operator. | EA | 20883.63 | 20465.9574 | 2% | N/A | N/A
47QMCA22A0006 | DISTRICT FLEET, LLC | EV Connect | Yes | EVC-SHIELD-DCFC-BTC-Gen2-DP-Pro-5 | N/A | EV Connect Shield - Level 3 - Professional - 5 Year Term - BTCPower - DCFC - Dual Port - Gen 2 Dispenser - 350A CCS1 Liq Cooled - RFID - Payter | Includes 1 Annual Preventative Maintenance visit, including inspection of interior and exterior components and accessories, check of voltage, current, and power, and electronic summary report, and review of faults or issues. Includes Hardware Warranty Administration and Procurement of Parts and Coordination of Labor dispatch at site with EV Connect expedited SLAs 48-72h dispatch/repair turnaround to ensure a high uptime of charging stations. Cost of unlimited dispatch requests of parts and labor related to corrective maintenance are included. Remote Commissioning is included on this shield package. Includes EV Connect’s technical support team proactively monitoring station health utilizing EV Connect’s proprietary C-NOC Monitoring on behalf of the station operator. | EA | 34806.05 | 34109.929 | 2% | N/A | N/A
47QMCA22A0006 | DISTRICT FLEET, LLC | EV Connect | Yes | EVC-SHIELD-DCFC-BTC-Gen2-SP-Pro-3 | N/A | EV Connect Shield - Level 3 - Professional - 3 Year Term - BTCPower - DCFC - Single Port - Gen 2 Dispenser - 350A CCS1 Liq Cooled - RFID - Payter | Includes 1 Annual Preventative Maintenance visit, including inspection of interior and exterior components and accessories, check of voltage, current, and power, and electronic summary report, and review of faults or issues. Includes Hardware Warranty Administration and Procurement of Parts and Coordination of Labor dispatch at site with EV Connect expedited SLAs 48-72h dispatch/repair turnaround to ensure a high uptime of charging stations. Cost of unlimited dispatch requests of parts and labor related to corrective maintenance are included. Remote Commissioning is included on this shield package. Includes EV Connect’s technical support team proactively monitoring station health utilizing EV Connect’s proprietary C-NOC Monitoring on behalf of the station operator. | EA | 14343.05 | 14056.189 | 2% | N/A | N/A
47QMCA22A0006 | DISTRICT FLEET, LLC | EV Connect | Yes | EVC-SHIELD-DCFC-BTC-Gen2-SP-Pro-5 | N/A | EV Connect Shield - Level 3 - Professional - 5 Year Term - BTCPower - DCFC - Single Port - Gen 2 Dispenser - 350A CCS1 Liq Cooled - RFID - Payter | Includes 1 Annual Preventative Maintenance visit, including inspection of interior and exterior components and accessories, check of voltage, current, and power, and electronic summary report, and review of faults or issues. Includes Hardware Warranty Administration and Procurement of Parts and Coordination of Labor dispatch at site with EV Connect expedited SLAs 48-72h dispatch/repair turnaround to ensure a high uptime of charging stations. Cost of unlimited dispatch requests of parts and labor related to corrective maintenance are included. Remote Commissioning is included on this shield package. Includes EV Connect’s technical support team proactively monitoring station health utilizing EV Connect’s proprietary C-NOC Monitoring on behalf of the station operator. | EA | 23906.08 | 23427.9584 | 2% | N/A | N/A
47QMCA22A0006 | DISTRICT FLEET, LLC | EV Connect | Yes | EVC-SHIELD-DCFC-Tritium-PKM-2-Pro-3 | N/A | EV Connect Shield - Level 3 - Professional - 3 Year Term - PKM150 (150kW) 2 Charger | Includes 1 Annual Preventative Maintenance visit, including inspection of interior and exterior components and accessories, check of voltage, current, and power, and electronic summary report, and review of faults or issues. Includes Hardware Warranty Administration and Procurement of Parts and Coordination of Labor dispatch at site with EV Connect expedited SLAs 48-72h dispatch/repair turnaround to ensure a high uptime of charging stations. Cost of unlimited dispatch requests of parts and labor related to corrective maintenance are included. Remote Commissioning is included on this shield package. Includes EV Connect’s technical support team proactively monitoring station health utilizing EV Connect’s proprietary C-NOC Monitoring on behalf of the station operator. | EA | 80843.83 | 79226.9534 | 2% | N/A | N/A
47QMCA22A0006 | DISTRICT FLEET, LLC | EV Connect | Yes | EVC-SHIELD-DCFC-Tritium-PKM-2-Pro-5 | N/A | EV Connect Shield - Level 3 - Professional - 5 Year Term - PKM150 (150kW) 2 Charger | Includes 1 Annual Preventative Maintenance visit, including inspection of interior and exterior components and accessories, check of voltage, current, and power, and electronic summary report, and review of faults or issues. Includes Hardware Warranty Administration and Procurement of Parts and Coordination of Labor dispatch at site with EV Connect expedited SLAs 48-72h dispatch/repair turnaround to ensure a high uptime of charging stations. Cost of unlimited dispatch requests of parts and labor related to corrective maintenance are included. Remote Commissioning is included on this shield package. Includes EV Connect’s technical support team proactively monitoring station health utilizing EV Connect’s proprietary C-NOC Monitoring on behalf of the station operator. | EA | 125071.7 | 122570.266 | 2% | N/A | N/A
47QMCA22A0006 | DISTRICT FLEET, LLC | EV Connect | Yes | EVC-SHIELD-DCFC-Tritium-PKM-3-Pro-3 | N/A | EV Connect Shield - Level 3 - Professional - 3 Year Term - PKM150 (150kW) 3 Charger | Includes 1 Annual Preventative Maintenance visit, including inspection of interior and exterior components and accessories, check of voltage, current, and power, and electronic summary report, and review of faults or issues. Includes Hardware Warranty Administration and Procurement of Parts and Coordination of Labor dispatch at site with EV Connect expedited SLAs 48-72h dispatch/repair turnaround to ensure a high uptime of charging stations. Cost of unlimited dispatch requests of parts and labor related to corrective maintenance are included. Remote Commissioning is included on this shield package. Includes EV Connect’s technical support team proactively monitoring station health utilizing EV Connect’s proprietary C-NOC Monitoring on behalf of the station operator. | EA | 107306.3 | 105160.174 | 2% | N/A | N/A
47QMCA22A0006 | DISTRICT FLEET, LLC | EV Connect | Yes | EVC-SHIELD-DCFC-Tritium-PKM-3-Pro-5 | N/A | EV Connect Shield - Level 3 - Professional - 5 Year Term - PKM150 (150kW) 3 Charger | Includes 1 Annual Preventative Maintenance visit, including inspection of interior and exterior components and accessories, check of voltage, current, and power, and electronic summary report, and review of faults or issues. Includes Hardware Warranty Administration and Procurement of Parts and Coordination of Labor dispatch at site with EV Connect expedited SLAs 48-72h dispatch/repair turnaround to ensure a high uptime of charging stations. Cost of unlimited dispatch requests of parts and labor related to corrective maintenance are included. Remote Commissioning is included on this shield package. Includes EV Connect’s technical support team proactively monitoring station health utilizing EV Connect’s proprietary C-NOC Monitoring on behalf of the station operator. | EA | 169175.15 | 165791.647 | 2% | N/A | N/A
47QMCA22A0006 | DISTRICT FLEET, LLC | EV Connect | Yes | EVC-SHIELD-DCFC-Tritium-PKM-4-Pro-3 | N/A | EV Connect Shield - Level 3 - Professional - 3 Year Term - PKM150 (150kW) 4 Charger | Includes 1 Annual Preventative Maintenance visit, including inspection of interior and exterior components and accessories, check of voltage, current, and power, and electronic summary report, and review of faults or issues. Includes Hardware Warranty Administration and Procurement of Parts and Coordination of Labor dispatch at site with EV Connect expedited SLAs 48-72h dispatch/repair turnaround to ensure a high uptime of charging stations. Cost of unlimited dispatch requests of parts and labor related to corrective maintenance are included. Remote Commissioning is included on this shield package. Includes EV Connect’s technical support team proactively monitoring station health utilizing EV Connect’s proprietary C-NOC Monitoring on behalf of the station operator. | EA | 133670.03 | 130996.6294 | 2% | N/A | N/A
47QMCA22A0006 | DISTRICT FLEET, LLC | EV Connect | Yes | EVC-SHIELD-DCFC-Tritium-PKM-4-Pro-5 | N/A | EV Connect Shield - Level 3 - Professional - 5 Year Term - PKM150 (150kW) 4 Charger | Includes 1 Annual Preventative Maintenance visit, including inspection of interior and exterior components and accessories, check of voltage, current, and power, and electronic summary report, and review of faults or issues. Includes Hardware Warranty Administration and Procurement of Parts and Coordination of Labor dispatch at site with EV Connect expedited SLAs 48-72h dispatch/repair turnaround to ensure a high uptime of charging stations. Cost of unlimited dispatch requests of parts and labor related to corrective maintenance are included. Remote Commissioning is included on this shield package. Includes EV Connect’s technical support team proactively monitoring station health utilizing EV Connect’s proprietary C-NOC Monitoring on behalf of the station operator. | EA | 213114.7 | 208852.406 | 2% | N/A | N/A
47QMCA22A0006 | DISTRICT FLEET, LLC | EV Connect | Yes | EVC-SHIELD-DCFC-Tritium-RTM-50-Pro-3 | N/A | EV Connect Shield - Level 3 - Professional - 3 Year Term - Tritium - DCFC - RTM 75 - Dual Port - 50kW - CCS1/CCS1 - 200A/20ft Cables | Includes 1 Annual Preventative Maintenance visit, including inspection of interior and exterior components and accessories, check of voltage, current, and power, and electronic summary report, and review of faults or issues. Includes Hardware Warranty Administration and Procurement of Parts and Coordination of Labor dispatch at site with EV Connect expedited SLAs 48-72h dispatch/repair turnaround to ensure a high uptime of charging stations. Cost of unlimited dispatch requests of parts and labor related to corrective maintenance are included. Remote Commissioning is included on this shield package. Includes EV Connect’s technical support team proactively monitoring station health utilizing EV Connect’s proprietary C-NOC Monitoring on behalf of the station operator. | EA | 16292.19 | 15966.3462 | 2% | N/A | N/A
47QMCA22A0006 | DISTRICT FLEET, LLC | EV Connect | Yes | EVC-SHIELD-DCFC-Tritium-RTM-50-Pro-5 | N/A | EV Connect Shield - Level 3 - Professional - 5 Year Term - Tritium - DCFC - RTM 75 - Dual Port - 50kW - CCS1/CCS1 - 200A/20ft Cables | Includes 1 Annual Preventative Maintenance visit, including inspection of interior and exterior components and accessories, check of voltage, current, and power, and electronic summary report, and review of faults or issues. Includes Hardware Warranty Administration and Procurement of Parts and Coordination of Labor dispatch at site with EV Connect expedited SLAs 48-72h dispatch/repair turnaround to ensure a high uptime of charging stations. Cost of unlimited dispatch requests of parts and labor related to corrective maintenance are included. Remote Commissioning is included on this shield package. Includes EV Connect’s technical support team proactively monitoring station health utilizing EV Connect’s proprietary C-NOC Monitoring on behalf of the station operator. | EA | 27153.65 | 26610.577 | 2% | N/A | N/A
47QMCA22A0006 | DISTRICT FLEET, LLC | EV Connect | Yes | EVC-SHIELD-DCFC-Tritium-RTM-75-Pro-3 | N/A | EV Connect Shield - Level 3 - Professional - 3 Year Term - Tritium - DCFC - RTM 75 Dual Port - 75kW - CCS1/CCS1 - 200A/20ft Cables | Includes 1 Annual Preventative Maintenance visit, including inspection of interior and exterior components and accessories, check of voltage, current, and power, and electronic summary report, and review of faults or issues. Includes Hardware Warranty Administration and Procurement of Parts and Coordination of Labor dispatch at site with EV Connect expedited SLAs 48-72h dispatch/repair turnaround to ensure a high uptime of charging stations. Cost of unlimited dispatch requests of parts and labor related to corrective maintenance are included. Remote Commissioning is included on this shield package. Includes EV Connect’s technical support team proactively monitoring station health utilizing EV Connect’s proprietary C-NOC Monitoring on behalf of the station operator. | EA | 20389.92 | 19982.1216 | 2% | N/A | N/A
47QMCA22A0006 | DISTRICT FLEET, LLC | EV Connect | Yes | EVC-SHIELD-DCFC-Tritium-RTM-75-Pro-5 | N/A | EV Connect Shield - Level 3 - Professional - 5 Year Term - Tritium - DCFC - RTM 75 Dual Port - 75kW - CCS1/CCS1 - 200A/20ft Cables | Includes 1 Annual Preventative Maintenance visit, including inspection of interior and exterior components and accessories, check of voltage, current, and power, and electronic summary report, and review of faults or issues. Includes Hardware Warranty Administration and Procurement of Parts and Coordination of Labor dispatch at site with EV Connect expedited SLAs 48-72h dispatch/repair turnaround to ensure a high uptime of charging stations. Cost of unlimited dispatch requests of parts and labor related to corrective maintenance are included. Remote Commissioning is included on this shield package. Includes EV Connect’s technical support team proactively monitoring station health utilizing EV Connect’s proprietary C-NOC Monitoring on behalf of the station operator. | EA | 31268.17 | 30642.8066 | 2% | N/A | N/A
47QMCA22A0006 | DISTRICT FLEET, LLC | ChargePoint | Yes | CT4000-ASSURE1 | N/A | ChargePoint CT4000 - Assure 1YR | 1 prepaid year of ChargePoint Assure for CT4000 stations. Includes Parts and Labor Warranty, Remote Technical Support, On-Site Repairs when needed, Unlimited Configuration Changes, and Reporting. | EA | 765.24 | 749.9352 | 2% | N/A | N/A
47QMCA22A0006 | DISTRICT FLEET, LLC | ChargePoint | Yes | CT4000-ASSURE2 | N/A | ChargePoint CT4000 - Assure 2YR | 2 prepaid years of ChargePoint Assure for CT4000 stations. Includes Parts and Labor Warranty, Remote Technical Support, On-Site Repairs when needed, Unlimited Configuration Changes, and Reporting. | EA | 1431.74 | 1403.1052 | 2% | N/A | N/A
47QMCA22A0006 | DISTRICT FLEET, LLC | ChargePoint | Yes | CT4000-ASSURE3 | N/A | ChargePoint CT4000 - Assure 3YR | 3 prepaid years of ChargePoint Assure for CT4000 stations. Includes Parts and Labor Warranty, Remote Technical Support, On-Site Repairs when needed, Unlimited Configuration Changes, and Reporting. | EA | 2098.24 | 2056.2752 | 2% | N/A | N/A
47QMCA22A0006 | DISTRICT FLEET, LLC | ChargePoint | Yes | CT4000-ASSURE4 | N/A | ChargePoint CT4000 - Assure 4YR | 4 prepaid years of ChargePoint Assure for CT4000 stations. Includes Parts and Labor Warranty, Remote Technical Support, On-Site Repairs when needed, Unlimited Configuration Changes, and Reporting. | EA | 2468.51 | 2419.1398 | 2% | N/A | N/A
47QMCA22A0006 | DISTRICT FLEET, LLC | ChargePoint | Yes | CT4000-ASSURE5 | N/A | ChargePoint CT4000 - Assure 5YR | 5 prepaid year of ChargePoint Assure for CT4000 stations. Includes Parts and Labor Warranty, Remote Technical Support, On-Site Repairs when needed, Unlimited Configuration Changes, and Reporting. | EA | 2517.88 | 2467.5224 | 2% | N/A | N/A
47QMCA22A0006 | DISTRICT FLEET, LLC | ChargePoint | Yes | CP6000-ASSURE-1 | N/A | ChargePoint CP6000 - Assure 1YR | 1 prepaid year of ChargePoint Assure for CP6000 stations. Includes Parts and Labor Warranty, Remote Technical Support, On-Site Repairs when needed, Unlimited Configuration Changes, and Reporting. | EA | 562.82 | 551.5636 | 2% | N/A | N/A
47QMCA22A0006 | DISTRICT FLEET, LLC | ChargePoint | Yes | CP6000-ASSURE-2 | N/A | ChargePoint CP6000 - Assure 2YR | 2 prepaid years of ChargePoint Assure for CP6000 stations. Includes Parts and Labor Warranty, Remote Technical Support, On-Site Repairs when needed, Unlimited Configuration Changes, and Reporting. | EA | 1066.4 | 1045.072 | 2% | N/A | N/A
47QMCA22A0006 | DISTRICT FLEET, LLC | ChargePoint | Yes | CP6000-ASSURE-3 | N/A | ChargePoint CP6000 - Assure 3YR | 3 prepaid years of ChargePoint Assure for CP6000 stations. Includes Parts and Labor Warranty, Remote Technical Support, On-Site Repairs when needed, Unlimited Configuration Changes, and Reporting. | EA | 1579.85 | 1548.253 | 2% | N/A | N/A
47QMCA22A0006 | DISTRICT FLEET, LLC | ChargePoint | Yes | CP6000-ASSURE-4 | N/A | ChargePoint CP6000 - Assure 4YR | 4 prepaid years of ChargePoint Assure for CP6000 stations. Includes Parts and Labor Warranty, Remote Technical Support, On-Site Repairs when needed, Unlimited Configuration Changes, and Reporting. | EA | 1974.81 | 1935.3138 | 2% | N/A | N/A
47QMCA22A0006 | DISTRICT FLEET, LLC | ChargePoint | Yes | CP6000-ASSURE-5 | N/A | ChargePoint CP6000 - Assure 5YR | 5 prepaid years of ChargePoint Assure for CP6000 stations. Includes Parts and Labor Warranty, Remote Technical Support, On-Site Repairs when needed, Unlimited Configuration Changes, and Reporting. | EA | 2419.14 | 2370.7572 | 2% | N/A | N/A
47QMCA22A0006 | DISTRICT FLEET, LLC | ChargePoint | Yes | CPF-ASSURE1 | N/A | ChargePoint CPF - Assure ASSURE-1YR | 1 prepaid year of ChargePoint Assure for CPF stations. Includes Parts and Labor Warranty, Remote Technical Support, On-Site Repairs when needed, Unlimited Configuration Changes, and Reporting. | EA | 207.36 | 203.2128 | 2% | N/A | N/A
47QMCA22A0006 | DISTRICT FLEET, LLC | ChargePoint | Yes | CPF-ASSURE2 | N/A | ChargePoint CPF - Assure ASSURE-2YR | 2 prepaid year of ChargePoint Assure for CPF stations. Includes Parts and Labor Warranty, Remote Technical Support, On-Site Repairs when needed, Unlimited Configuration Changes, and Reporting. | EA | 370.28 | 362.8744 | 2% | N/A | N/A
47QMCA22A0006 | DISTRICT FLEET, LLC | ChargePoint | Yes | CPF-ASSURE3 | N/A | ChargePoint CPF - Assure ASSURE-3YR | 3 prepaid year of ChargePoint Assure for CPF stations. Includes Parts and Labor Warranty, Remote Technical Support, On-Site Repairs when needed, Unlimited Configuration Changes, and Reporting. | EA | 513.45 | 503.181 | 2% | N/A | N/A
47QMCA22A0006 | DISTRICT FLEET, LLC | ChargePoint | Yes | CPF-ASSURE4 | N/A | ChargePoint CPF - Assure ASSURE-4YR | 4 prepaid year of ChargePoint Assure for CPF stations. Includes Parts and Labor Warranty, Remote Technical Support, On-Site Repairs when needed, Unlimited Configuration Changes, and Reporting. | EA | 686.25 | 672.525 | 2% | N/A | N/A
47QMCA22A0006 | DISTRICT FLEET, LLC | ChargePoint | Yes | CPF-ASSURE5 | N/A | ChargePoint CPF - Assure ASSURE-5YR | 5 prepaid years of ChargePoint Assure. for CPF stations. Includes Parts and Labor Warranty, Remote Technical Support, On-Site Repairs when needed, Unlimited Configuration Changes, and Reporting. | EA | 715.87 | 701.5526 | 2% | N/A | N/A
47QMCA22A0006 | DISTRICT FLEET, LLC | ChargePoint | Yes | CPE250-ASSURE-1 | N/A | ChargePoint CPE250 - Assure 1YR | 1 prepaid year of ChargePoint Assure for CPE250 stations. Includes Parts and Labor Warranty, Remote Technical Support, On-Site Repairs when needed, Unlimited Configuration Changes, and Reporting. | EA | 3465.79 | 3396.4742 | 2% | N/A | N/A
47QMCA22A0006 | DISTRICT FLEET, LLC | ChargePoint | Yes | CPE250-ASSURE-2 | N/A | ChargePoint CPE250 - Assure 2YR | 2 prepaid year of ChargePoint Assure for CPE250 stations. Includes Parts and Labor Warranty, Remote Technical Support, On-Site Repairs when needed, Unlimited Configuration Changes, and Reporting. | EA | 6497.13 | 6367.1874 | 2% | N/A | N/A
47QMCA22A0006 | DISTRICT FLEET, LLC | ChargePoint | Yes | CPE250-ASSURE-3 | N/A | ChargePoint CPE250 - Assure 3YR | 3 prepaid year of ChargePoint Assure for CPE250 stations. Includes Parts and Labor Warranty, Remote Technical Support, On-Site Repairs when needed, Unlimited Configuration Changes, and Reporting. | EA | 9192.75 | 9008.895 | 2% | N/A | N/A
47QMCA22A0006 | DISTRICT FLEET, LLC | ChargePoint | Yes | CPE250-ASSURE-4 | N/A | ChargePoint CPE250 - Assure 4YR | 4 prepaid years of ChargePoint Assure for CPE250 stations. Includes Parts and Labor Warranty, Remote Technical Support, On-Site Repairs when needed, Unlimited Configuration Changes, and Reporting. | EA | 11552.64 | 11321.5872 | 2% | N/A | N/A
47QMCA22A0006 | DISTRICT FLEET, LLC | ChargePoint | Yes | CPE250-ASSURE-5 | N/A | ChargePoint CPE250 - Assure 5YR | 5 prepaid years of ChargePoint Assure for CPE250 stations. Includes Parts and Labor Warranty, Remote Technical Support, On-Site Repairs when needed, Unlimited Configuration Changes, and Reporting. | EA | 13576.83 | 13305.2934 | 2% | N/A | N/A
47QMCA22A0006 | DISTRICT FLEET, LLC | ChargePoint | Yes | EXPP-PL2000-DUAL-ASSURE-1 | N/A | 1 YEAR ChargePoint Assure for Dual Cable EXPP-PL2000 | 1 YEAR ChargePoint Assure for Dual Cable EXPP-PL2000 | EA | 3011.59 | 2951.3582 | 2% | N/A | N/A
47QMCA22A0006 | DISTRICT FLEET, LLC | ChargePoint | Yes | EXPP-PL2000-DUAL-ASSURE-2 | N/A | 2 YEAR ChargePoint Assure for Dual Cable EXPP-PL2000 | 2 YEAR ChargePoint Assure for Dual Cable EXPP-PL2000 | EA | 5709.18 | 5594.9964 | 2% | N/A | N/A
47QMCA22A0006 | DISTRICT FLEET, LLC | ChargePoint | Yes | EXPP-PL2000-DUAL-ASSURE-3 | N/A | 3 YEAR ChargePoint Assure for Dual Cable EXPP-PL2000 | 3 YEAR ChargePoint Assure for Dual Cable EXPP-PL2000 | EA | 8128.32 | 7965.7536 | 2% | N/A | N/A
47QMCA22A0006 | DISTRICT FLEET, LLC | ChargePoint | Yes | EXPP-PL2000-DUAL-ASSURE-4 | N/A | 4 YEAR ChargePoint Assure for Dual Cable EXPP-PL2000 | 4 YEAR ChargePoint Assure for Dual Cable EXPP-PL2000 | EA | 10208.79 | 10004.6142 | 2% | N/A | N/A
47QMCA22A0006 | DISTRICT FLEET, LLC | ChargePoint | Yes | EXPP-PL2000-DUAL-ASSURE-5 | N/A | 5 YEAR ChargePoint Assure for Dual Cable EXPP-PL2000 | 5 YEAR ChargePoint Assure for Dual Cable EXPP-PL2000 | EA | 12034.5 | 11793.81 | 2% | N/A | N/A
47QMCA22A0006 | DISTRICT FLEET, LLC | ChargePoint | Yes | EXPP-BLOCK-ASSURE-1 | N/A | 1 YEAR ChargePoint Assure for EXPP-BLOCK | 1 YEAR ChargePoint Assure for EXPP-BLOCK | EA | 7158.69 | 7015.5162 | 2% | N/A | N/A
47QMCA22A0006 | DISTRICT FLEET, LLC | ChargePoint | Yes | EXPP-BLOCK-ASSURE-2 | N/A | 2 YEAR ChargePoint Assure for EXPP-BLOCK | 2 YEAR ChargePoint Assure for EXPP-BLOCK | EA | 16667.41 | 16334.0618 | 2% | N/A | N/A
47QMCA22A0006 | DISTRICT FLEET, LLC | ChargePoint | Yes | EXPP-BLOCK-ASSURE-3 | N/A | 3 YEAR ChargePoint Assure for EXPP-BLOCK | 3 YEAR ChargePoint Assure for EXPP-BLOCK | EA | 23694.77 | 23220.8746 | 2% | N/A | N/A
47QMCA22A0006 | DISTRICT FLEET, LLC | ChargePoint | Yes | EXPP-BLOCK-ASSURE-4 | N/A | 4 YEAR ChargePoint Assure for EXPP-BLOCK | 4 YEAR ChargePoint Assure for EXPP-BLOCK | EA | 29803.85 | 29207.773 | 2% | N/A | N/A
47QMCA22A0006 | DISTRICT FLEET, LLC | ChargePoint | Yes | EXPP-BLOCK-ASSURE-5 | N/A | 5 YEAR ChargePoint Assure for EXPP-BLOCK | 5 YEAR ChargePoint Assure for EXPP-BLOCK | EA | 35077.58 | 34376.0284 | 2% | N/A | N/A
47QMCA22A0010 | LIOCE GROUP INC., THE | ACDI ENERGY SERVICES | Yes | EVSP-60-1 | EVSP-60-1 | 60 Series EVantage Service Plan, per device, 1 Year | 60 Series EVantage Service Plan, per device, 1 Year | EA | 967.2544 | 883.2 | 8.69% | 1% orders over $100,000.00
47QMCA22A0010 | LIOCE GROUP INC., THE | ACDI ENERGY SERVICES | Yes | EVSP-70-1 | EVSP-70-1 | 70 Series EVantage Service Plan, per device, 1 Year | 70 Series EVantage Service Plan, per device, 1 Year | EA | 1239.2947 | 1131.6 | 8.69% | 1% orders over $100,000.00
47QMCA22A0010 | LIOCE GROUP INC., THE | ACDI ENERGY SERVICES | Yes | EVSP-80-1 | EVSP-80-1 | 80 Series EVantage Service Plan, per device, 1 Year | 80 Series EVantage Service Plan, per device, 1 Year | EA | 1481.1083 | 1352.4 | 8.69% | 1% orders over $100,000.00
47QMCA22A0010 | LIOCE GROUP INC., THE | ACDI ENERGY SERVICES | Yes | EVSP-60-3 | EVSP-60-3 | 60 Series EVantage Service Plan, per device, 3 Years | 60 Series EVantage Service Plan, per device, 3 Years | EA | 1741.0579 | 1589.76 | 8.69% | 1% orders over $100,000.00
47QMCA22A0010 | LIOCE GROUP INC., THE | ACDI ENERGY SERVICES | Yes | EVSP-70-3 | EVSP-70-3 | 70 Series EVantage Service Plan, per device, 3 Years | 70 Series EVantage Service Plan, per device, 3 Years | EA | 2230.7305 | 2036.88 | 8.69% | 1% orders over $100,000.00
47QMCA22A0010 | LIOCE GROUP INC., THE | ACDI ENERGY SERVICES | Yes | EVSP-80-3 | EVSP-80-3 | 80 Series EVantage Service Plan, per device, 3 Years | 80 Series EVantage Service Plan, per device, 3 Years | EA | 2665.995 | 2434.32 | 8.69% | 1% orders over $100,000.00
47QMCA22A0010 | LIOCE GROUP INC., THE | ACDI ENERGY SERVICES | Yes | EVSP-60-5 | EVSP-60-5 | 60 Series EVantage Service Plan, per device, 5 Years | 60 Series EVantage Service Plan, per device, 5 Years | EA | 3095.2141 | 2826.24 | 8.69% | 1% orders over $100,000.00
47QMCA22A0010 | LIOCE GROUP INC., THE | ACDI ENERGY SERVICES | Yes | EVSP-70-5 | EVSP-70-5 | 70 Series EVantage Service Plan, per device, 5 Years | 70 Series EVantage Service Plan, per device, 5 Years | EA | 3965.7431 | 3621.12 | 8.69% | 1% orders over $100,000.00
47QMCA22A0010 | LIOCE GROUP INC., THE | ACDI ENERGY SERVICES | Yes | EVSP-80-5 | EVSP-80-5 | 80 Series EVantage Service Plan, per device, 5 Years | 80 Series EVantage Service Plan, per device, 5 Years | EA | 4739.5466 | 4327.68 | 8.69% | 1% orders over $100,000.00
47QMCA22A0010 | LIOCE GROUP INC., THE | ACDI ENERGY SERVICES | Yes | SC6-FRS | SC6-FRS | Annual Full Replacement Service Warranty, 60 and 70 Series | Annual Full Replacement Service Warranty, 60 and 70 Series | EA | 628.7154 | 574.08 | 8.69% | 1% orders over $100,000.00
47QMCA22A0010 | LIOCE GROUP INC., THE | ACDI ENERGY SERVICES | Yes | SC8-FRS | SC8-FRS | Annual Full Replacement Service Warranty, 80 Series | Annual Full Replacement Service Warranty, 80 Series | EA | 785.8942 | 717.6 | 8.69% | 1% orders over $100,000.00
47QMCA22A0010 | LIOCE GROUP INC., THE | ACDI ENERGY SERVICES | Yes | ACD-IGNITE | ACD-IGNITE | One-time initial service per device: Network enablement and dashboard configuration, including pricing scheme, customer groups, user profiles, environmental reporting, authentication activation, and training | One-time initial service per device: Network enablement and dashboard configuration, including pricing scheme, customer groups, user profiles, environmental reporting, authentication activation, and training | EA | 349.4207 | 319.056 | 8.69% | 1% orders over $100,000.00
47QMCA22A0010 | LIOCE GROUP INC., THE | Blink Charging | Yes | L2-WSP-S5-S6 | L2-WSP-S5-S6 | 1 Additional Year Warranty Service, Series 6 | Annual Warranty Service fee beyond first year. Full replacement warranty | EA | 361.1083 | 329.728 | 8.69% | 1% orders over $100,000.00
47QMCA22A0010 | LIOCE GROUP INC., THE | Blink Charging | Yes | L2-WSP-S7/S7P | L2-WSP-S7/S7P | 1 Additional Year Warranty Service, Series 7/ 7 Plus | Annual Warranty Service fee beyond first year. Full replacement warranty | EA | 361.1083 | 329.728 | 8.69% | 1% orders over $100,000.00
47QMCA22A0010 | LIOCE GROUP INC., THE | Blink Charging | Yes | L2-WSP-S8/S8P | L2-WSP-S8/S8P | 1 Additional Year Warranty Service, Series 8/ 8 Plus | Annual Warranty Service fee beyond first year. Full replacement warranty | EA | 451.3854 | 412.16 | 8.69% | 1% orders over $100,000.00
47QMCA22A0010 | LIOCE GROUP INC., THE | Blink Charging | Yes | PHI-EXD-SA-WAR1-30-60-TAA | PHI-EXD-SA-WAR1-30-60-TAA | Extended Warranty - 1 Additional Year + Maintenance - 30kW & 60kW DCFC | Extended Warranty - 1 Additional Year + Maintenance - 30kW & 60kW DCFC units | EA | 4336.3963 | 3959.5634 | 8.69% | 1% orders over $100,000.00
47QMCA22A0010 | LIOCE GROUP INC., THE | Blink Charging | Yes | PHI-EXD-SA-WAR2-30-60-TAA | PHI-EXD-SA-WAR2-30-60-TAA | Extended Warranty - 2 Additional Years + Maintenance - 30kW & 60kW DCFC | Extended Warranty - 2 Additional Years + Maintenance - 30kW & 60kW DCFC units | EA | 7190.9214 | 6566.0303 | 8.69% | 1% orders over $100,000.00
47QMCA22A0010 | LIOCE GROUP INC., THE | Blink Charging | Yes | PHI-EXD-SA-WAR3-30-60-TAA | PHI-EXD-SA-WAR3-30-60-TAA | Extended Warranty - 3 Additional Years + Maintenance - 30kW & 60kW DCFC | Extended Warranty - 3 Additional Years + Maintenance - 30kW & 60kW DCFC units | EA | 11156.8566 | 10187.3257 | 8.69% | 1% orders over $100,000.00
47QMCA22A0010 | LIOCE GROUP INC., THE | Blink Charging | Yes | PHI-EXD-SA-WAR1-90-120-180-TAA | PHI-EXD-SA-WAR1-90-120-180-TAA | Extended Warranty - 1 Additional Year + Maintenance - 90-120-150-180 kW DCFC units | Extended Warranty - 1 Additional Year + Maintenance - 90kW,120kW,150kW and 180kW DCFC units | EA | 7971.8993 | 7279.1413 | 8.69% | 1% orders over $100,000.00
47QMCA22A0010 | LIOCE GROUP INC., THE | Blink Charging | Yes | PHI-EXD-SA-WAR2-90-120-180-TAA | PHI-EXD-SA-WAR2-90-120-180-TAA | Extended Warranty - 2 Additional Years + Maintenance - 90-120-150-180 kW DCFC | Extended Warranty - 2 Additional Years + Maintenance - 90kW,120kW,150kW and 180kW DCFC units | EA | 13540.7853 | 12364.0911 | 8.69% | 1% orders over $100,000.00
47QMCA22A0010 | LIOCE GROUP INC., THE | Blink Charging | Yes | PHI-EXD-SA-WAR3-90-120-180-TAA | PHI-EXD-SA-WAR3-90-120-180-TAA | Extended Warranty - 3 Additional Years + Maintenance - 90-120-150-180 kW DCFC | Extended Warranty - 3 Additional Years + Maintenance - 90kW,120kW,150kW and 180kW DCFC units | EA | 20911.9268 | 19094.6804 | 8.69% | 1% orders over $100,000.00
47QMCA22A0010 | LIOCE GROUP INC., THE | Blink Charging | Yes | PHO-Start-Comm-TAA | PHO-Start-Comm-TAA | Start-Up / Commissioning | Start-Up / Commissioning | EA | 3224.1826 | 2944.0012 | 8.69% | 1% orders over $100,000.00
47QMCA22A0010 | LIOCE GROUP INC., THE | Loop Global Inc. | Yes | EVS-RTM50-W | EVS-RTM50-W | EV-Fast DC Fast Charger (50 kW) Warranty | EV-Fast DC Fast Charger (50 kW) Warranty | EA | 2297.2292 | 2097.6 | 8.69% | 1% orders over $100,000.00
47QMCA22A0010 | LIOCE GROUP INC., THE | Loop Global Inc. | Yes | EVS-RT75-W | EVS-RT75-W | EV-Fast DC Fast Charger (75 kW) Warranty | EV-Fast DC Fast Charger (75 kW) Warranty | EA | 2526.9521 | 2307.36 | 8.69% | 1% orders over $100,000.00
47QMCA22A0010 | LIOCE GROUP INC., THE | Loop Global Inc. | Yes | EVS-PKM100-W | EVS-PKM100-W | EV-Fast+ DC Fast Charger (100kW) Warranty | EV-Fast+ DC Fast Charger (100kW) Warranty | EA | 3445.8438 | 3146.4 | 8.69% | 1% orders over $100,000.00
47QMCA22A0010 | LIOCE GROUP INC., THE | Loop Global Inc. | Yes | EVS-PK150-W | EVS-PK150-W | EV-Fast+ DC Fast Charger (150kW) Warranty | EV-Fast+ DC Fast Charger (150kW) Warranty | EA | 3445.8438 | 3146.4 | 8.69% | 1% orders over $100,000.00
47QMCA22A0010 | LIOCE GROUP INC., THE | Loop Global Inc. | Yes | EVS-PKM360-PU-W | EVS-PKM360-PU-W | EV-Fast+ DC Fast Charger Power Unit (360kW) Warranty | EV-Fast+ DC Fast Charger Power Unit (360kW) Warranty | EA | 3445.8438 | 3146.4 | 8.69% | 1% orders over $100,000.00
47QMCA22A0010 | LIOCE GROUP INC., THE | Loop Global Inc. | Yes | EVS-RT175-W | EVS-RT175-W | EV-Boost DC Fast Charger (175kW) Warranty | EV-Boost DC Fast Charger (175kW) Warranty | EA | 5427.204 | 4955.58 | 8.69% | 1% orders over $100,000.00 | N/A
47QMCA22A0010 | LIOCE GROUP INC., THE | Loop Global Inc. | Yes | EVS-FOCUS-F1-W | EVS-FOCUS-F1-W | EV-Focus w/ (1) EV-Flex L2 Charger Warranty | EV-Focus w/ (1) EV-Flex L2 Charger Warranty | EA | 544.4433 | 497.1312 | 8.69% | 1% orders over $100,000.00 | N/A
47QMCA22A0010 | LIOCE GROUP INC., THE | Loop Global Inc. | Yes | EVS-32A-l2-001-W | EVS-32A-l2-001-W | EV-Flex Level 2 Charger (7.68 kW) Warranty | EV-Flex Level 2 Charger (7.68 kW) Warranty | EA | 201.0076 | 183.54 | 8.69% | 1% orders over $100,000.00 | N/A
47QMCA22A0010 | LIOCE GROUP INC., THE | Loop Global Inc. | Yes | EVS-32A-l2-002-W | EVS-32A-l2-002-W | EV-Flex Lite Level 2 Charger (7.68 kW) Warranty | EV-Flex Lite Level 2 Charger (7.68 kW) Warranty | EA | 143.5768 | 131.1 | 8.69% | 1% orders over $100,000.00 | N/A
47QMCA22A0010 | LIOCE GROUP INC., THE | Loop Global Inc. | Yes | EVS-80A-l2-001-W | EVS-80A-l2-001-W | EV-Fleet Level 2 Charger (19.2 kW)Warranty | EV-Fleet Level 2 Charger (19.2 kW)Warranty | EA | 287.1537 | 262.2 | 8.69% | 1% orders over $100,000.00 | N/A
47QMCA22A0010 | LIOCE GROUP INC., THE | Loop Global Inc. | Yes | EVS-80A-l2-EU1-W | EVS-80A-l2-EU1-W | EV-Flex EU Level 2 Charger (7.36 kW/22 kW) Warranty | EV-Flex EU Level 2 Charger (7.36 kW/22 kW) Warranty | EA | 201.0076 | 183.54 | 8.69% | 1% orders over $100,000.00 | N/A
47QMCA22A0010 | LIOCE GROUP INC., THE | Loop Global Inc. | Yes | EVS-L2-PED-W | EVS-L2-PED-W | Standard L2 Pedestal Warranty | Standard L2 Pedestal Warranty | EA | 25.2695 | 23.0736 | 8.69% | 1% orders over $100,000.00 | N/A
47QMCA22A0010 | LIOCE GROUP INC., THE | Loop Global Inc. | Yes | EVS-L2-PED-CR-72-W | EVS-L2-PED-CR-72-W | L2 Dual-Pedestal with Cable Retractor (up to 18' cables) Warranty | L2 Dual-Pedestal with Cable Retractor (up to 18' cables) Warranty | EA | 60.8766 | 55.5864 | 8.69% | 1% orders over $100,000.00 | N/A
47QMCA22A0010 | LIOCE GROUP INC., THE | Loop Global Inc. | Yes | EVS-L2-WM-CR-W | EVS-L2-WM-CR-W | Standard Wall Mount L2 Cable Retractor Warranty | Standard Wall Mount L2 Cable Retractor Warranty | EA | 21.8237 | 19.9272 | 8.69% | 1% orders over $100,000.00 | N/A
47QMCA22A0010 | LIOCE GROUP INC., THE | Loop Global Inc. | Yes | EVS-FOCUS-F1-CR-W | EVS-FOCUS-F1-CR-W | EV-Focus w/ (1) EV-Flex L2 Charger + Retractor Warranty | EV-Focus w/ (1) EV-Flex L2 Charger + Retractor Warranty | EA | 572.0101 | 522.3024 | 8.69% | 1% orders over $100,000.00 | N/A
47QMCA22A0010 | LIOCE GROUP INC., THE | Loop Global Inc. | Yes | EVS-FOCUS-F2-W | EVS-FOCUS-F2-W | EV-Focus w/ (2) EV-Flex L2 Chargers Warranty | EV-Focus w/ (2) EV-Flex L2 Chargers Warranty | EA | 589.2393 | 538.0344 | 8.69% | 1% orders over $100,000.00 | N/A
47QMCA22A0010 | LIOCE GROUP INC., THE | Loop Global Inc. | Yes | EVS-FOCUS-F2-CR-W | EVS-FOCUS-F2-CR-W | EV-Focus w/ (2) EV-Flex L2 Charger + Retractors Warranty | EV-Focus w/ (2) EV-Flex L2 Charger + Retractors Warranty | EA | 640.927 | 585.2304 | 8.69% | 1% orders over $100,000.00 | N/A
47QMCA22A0010 | LIOCE GROUP INC., THE | Loop Global Inc. | Yes | EVS-FOCUS-FL1-W | EVS-FOCUS-FL1-W | EV-Focus w/ (1) EV-Fleet L2 Charger Warranty | EV-Focus w/ (1) EV-Fleet L2 Charger Warranty | EA | 584.6448 | 533.8392 | 8.69% | 1% orders over $100,000.00 | N/A
47QMCA22A0010 | LIOCE GROUP INC., THE | Loop Global Inc. | Yes | EVS-FOCUS-FL1-CR-W | EVS-FOCUS-FL1-CR-W | EV-Focus w/ (1) EV-Fleet L2 Charger + Retractor Warranty | EV-Focus w/ (1) EV-Fleet L2 Charger + Retractor Warranty | EA | 612.2116 | 559.0104 | 8.69% | 1% orders over $100,000.00 | N/A
47QMCA22A0010 | LIOCE GROUP INC., THE | Loop Global Inc. | Yes | EVS-FOCUS-FL2-W | EVS-FOCUS-FL2-W | EV-Focus w/ (2) EV-Fleet L2 Chargers Warranty | EV-Focus w/ (2) EV-Fleet L2 Chargers Warranty | EA | 669.6423 | 611.4504 | 8.69% | 1% orders over $100,000.00 | N/A
47QMCA22A0010 | LIOCE GROUP INC., THE | Loop Global Inc. | Yes | EVS-FOCUS-FL2-CR-W | EVS-FOCUS-FL2-CR-W | EV-Focus w/ (2) EV-Fleet L2 Charger + Retractors Warranty | EV-Focus w/ (2) EV-Fleet L2 Charger + Retractors Warranty | EA | 721.33 | 658.6464 | 8.69% | 1% orders over $100,000.00 | N/A
47QMCA22A0010 | LIOCE GROUP INC., THE | Loop Global Inc. | Yes | EVS-FOCUS-EU1-W | EVS-FOCUS-EU1-W | EV-Focus w/ (1) EV-Flex EU L2 Charger Warranty | EV-Focus w/ (1) EV-Flex EU L2 Charger Warranty | EA | 551.335 | 503.424 | 8.69% | 1% orders over $100,000.00 | N/A
47QMCA22A0010 | LIOCE GROUP INC., THE | Loop Global Inc. | Yes | EVS-FOCUS-EU1-CR-W | EVS-FOCUS-EU1-CR-W | EV-Focus w/ (1) EV-Flex EU L2 Charger + Retractor Warranty | EV-Focus w/ (1) EV-Flex EU L2 Charger + Retractor Warranty | EA | 577.7531 | 527.5464 | 8.69% | 1% orders over $100,000.00 | N/A
47QMCA22A0010 | LIOCE GROUP INC., THE | Loop Global Inc. | Yes | EVS-FOCUS-EU2-W | EVS-FOCUS-EU2-W | EV-Focus w/ (2) EV-Flex EU L2 Chargers Warranty | EV-Focus w/ (2) EV-Flex EU L2 Chargers Warranty | EA | 604.1713 | 551.6688 | 8.69% | 1% orders over $100,000.00 | N/A
47QMCA22A0010 | LIOCE GROUP INC., THE | Loop Global Inc. | Yes | EVS-FOCUS-EU2-CR-W | EVS-FOCUS-EU2-CR-W | EV-Focus w/ (2) EV-Flex EU L2 Charger + Retractors Warranty | EV-Focus w/ (2) EV-Flex EU L2 Charger + Retractors Warranty | EA | 655.8589 | 598.8648 | 8.69% | 1% orders over $100,000.00 | N/A
47QMCA22A000X | SIEMENS INDUSTRY, INC. | SIEMENS | Yes | US2:VCEXWAR1YR | N/A | Extended Warranty per Level 2 charger - | Extended Warranty per Level 2 charger - 1 additional year, No In/Out services. Not for Buy American version. | EA | 113.99 | 113.99 | 0% |  | 0%
47QMCA22A000X | SIEMENS INDUSTRY, INC. | SIEMENS | Yes | US2:VCEXWAR2YR | N/A | Extended Warranty per Level 2 charger - | Extended Warranty per Level 2 charger - 2 additional year, No In/Out services. Not for Buy American version. | EA | 194.4 | 194.4 | 0% |  | 0%
47QMCA22A000X | SIEMENS INDUSTRY, INC. | N/A | Yes | N/A | N/A | CLIN 0003 - EVSE Level 2 & DC Fast Emergency On-site Response | CLIN 0003 - EVSE Level 2 & DC Fast Emergency On-site Response Monday through Sunday, 24 hours a day, Emergency Onsite Response will be provided to reduce the costs and disruptions of downtime when an unexpected problem does occur that is not possible to resolve remotely. Siemens will provide this service between scheduled service calls and respond onsite at your facility within 4 hours for emergency conditions, as determined by your staff and Siemens, Monday through Sunday, 24 hours per day, including Holidays, upon receiving notification of an emergency. Non-emergency conditions, as determined by your staff and Siemens, may be incorporated into the next scheduled service call. | HR | See GS-07F-217CA for tiered rates by location | See GS-07F-217CA for tiered rates by location | 1% |  | 0%
47QMCA22A000Y | VERDEK, LLC | ChargePoint | Yes | CPF-ASSURE1 | N/A | CPF-ASSURE1 | Chargepoint Parts and On-site Labor for 1 years to purchase with CPF NON-CMK hardware | EA | 286.35 | 283.4865 | 1% | 2%
47QMCA22A000Y | VERDEK, LLC | ChargePoint | Yes | CPF-ASSURE3 | N/A | CPF-ASSURE3 | Chargepoint Parts and On-site Labor for 3 years to purchase with CPF NON-CMK hardware | EA | 784.99 | 777.1401 | 1% | 2%
47QMCA22A000Y | VERDEK, LLC | ChargePoint | Yes | CPF-CMK-ASSURE1 | N/A | CPF-CMK-ASSURE1 | Chargepoint Parts and On-site Labor for 1 years to purchase with CPF WITH CMK hardware | EA | 489.89 | 484.9911 | 1% | 2%
47QMCA22A000Y | VERDEK, LLC | ChargePoint | Yes | CPF-CMK-ASSURE3 | N/A | CPF-CMK-ASSURE3 | Chargepoint Parts and On-site Labor for 3 years to purchase with CPF WITHCMK hardware | EA | 1303.38 | 1290.3462 | 1% | 2%
47QMCA22A000Y | VERDEK, LLC | ChargePoint | Yes | CT4000-ASSURE1 | N/A | CT4000-ASSURE1 | Chargepoint Parts and On-site Labor for 1 years to purchase with CT4000 hardware | EA | 765.24 | 757.5876 | 1% | 2%
47QMCA22A000Y | VERDEK, LLC | ChargePoint | Yes | CT4000-ASSURE3 | N/A | CT4000-ASSURE3 | Chargepoint Parts and On-site Labor for 3 years to purchase with CT4000 hardware | EA | 2137.73 | 2116.3527 | 1% | 2%
47QMCA22A000Y | VERDEK, LLC | ABB E-mobility Inc. | Yes | 6AGC068175 | 6AGC068175 | 3 Yr Parts Warranty | Additional 1-yr parts warranty | EA | 1806.95 | 1788.8805 | 1% | 2%
47QMCA22A000Y | VERDEK, LLC | ABB E-mobility Inc. | Yes | 6AGC068176 | 6AGC068176 | 4 Yr Parts Warranty | Additional 2-yr parts warranty | EA | 3569.47 | 3533.7753 | 1% | 2%
47QMCA22A000Y | VERDEK, LLC | ABB E-mobility Inc. | Yes | 6AGC068177 | 6AGC068177 | 5 Yr Parts Warranty | Additional 3-yr parts warranty | EA | 5401.11 | 5347.0989 | 1% | 2%
47QMCA22A000Y | VERDEK, LLC | ABB E-mobility Inc. | Yes | EW1LT54 | EW1LT54 | Parts an Labor Warranty | On-site labor extended warranty - up to 3 years | EA | 1275.73 | 1262.9727 | 1% | 2%
47QMCA22A000Y | VERDEK, LLC | ABB E-mobility Inc. | Yes | EW2LT54 | EW2LT54 | Parts an Labor Warranty | On-site labor extended warranty - up to 4 years | EA | 2591.94 | 2566.0206 | 1% | 2%
47QMCA22A000Y | VERDEK, LLC | ABB E-mobility Inc. | Yes | EW3LT54 | EW3LT54 | Parts an Labor Warranty | On-site labor extended warranty - up to 5 years | EA | 3929.87 | 3890.5713 | 1% | 2%
47QMCA22A000Y | VERDEK, LLC | ABB E-mobility Inc. | Yes | 6AGC100306 | 6AGC100306 | 3 Yr Parts Warranty | Parts only extended warranty - Terra DC Wallbox for 1 additional year | EA | 997.48 | 987.5052 | 1% | 2%
47QMCA22A000Y | VERDEK, LLC | ABB E-mobility Inc. | Yes | 6AGC100307 | 6AGC100307 | 4 Yr Parts Warranty | Parts only extended warranty - Terra DC Wallbox for 2 additional year | EA | 2185.39 | 2163.5361 | 1% | 2%
47QMCA22A000Y | VERDEK, LLC | ABB E-mobility Inc. | Yes | 6AGC100308 | 6AGC100308 | 5 Yr Parts Warranty | Parts only extended warranty - Terra DC Wallbox for 3 additional year | EA | 3614.51 | 3578.3649 | 1% | 2%
47QMCA22A000Y | VERDEK, LLC | ABB E-mobility Inc. | Yes | EW1LDCWB | EW1LDCWB | 3 Yr Parts And Labor Warranty | On-site labor extended warranty - Terra DC Wallbox for up to 3 years | EA | 2325.04 | 2301.7896 | 1% | 2%
47QMCA22A000Y | VERDEK, LLC | ABB E-mobility Inc. | Yes | EW2LDCWB | EW2LDCWB | 4 Yr Parts And Labor Warranty | On-site labor extended warranty - Terra DC Wallbox for up to 4 years | EA | 3069.52 | 3038.8248 | 1% | 2%
47QMCA22A000Y | VERDEK, LLC | ABB E-mobility Inc. | Yes | EW3LDCWB | EW3LDCWB | 5 Yr Parts And Labor Warranty | On-site labor extended warranty - Terra DC Wallbox for up to 5 years | EA | 3899.24 | 3860.2476 | 1% | 2%
47QMCA22A000Y | VERDEK, LLC | ABB E-mobility Inc. | Yes | EW2LT94 | EW2LT94 | 4 Yr Parts And Labor Warranty | On-site labor extended warranty - Terra 94 for 2 additional years (4 years total) | EA | 3781.76 | 3743.9424 | 1% | 2%
47QMCA22A000Y | VERDEK, LLC | ABB E-mobility Inc. | Yes | EW2LT1X4 | EW2LT1X4 | 5 Yr Parts And Labor Warranty | On-site labor extended warranty - Terra 94 for 3 additional years | EA | 5080.2 | 5029.398 | 1% | 2%
47QMCA22A000Y | VERDEK, LLC | ABB E-mobility Inc. | Yes | EW3LT1X4PM | EW3LT1X4PM | 5 Yr Parts And Labor Warranty | On-site labor extended warranty w/ PM - Terra 124 or 184 for 3 additional years | EA | 16183.58 | 16021.7442 | 1% | 2%
47QMCA22A000Y | VERDEK, LLC | ABB E-mobility Inc. | Yes | EW2LTHP350 | EW2LTHP350 | 4 Yr Parts And Labor Warranty | On-site labor extended warranty - Terra 350 HP for up to 4 years | EA | 12777.03 | 12649.2597 | 1% | 2%
47QMCA22A000Y | VERDEK, LLC | ABB E-mobility Inc. | Yes | EW3LTHP350 | EW3LTHP350 | 5 Yr Parts And Labor Warranty | On-site labor extended warranty - Terra 350 HP for up to 5 years ( | EA | 19550.63 | 19355.1237 | 1% | 2%
47QMCA22A000Y | VERDEK, LLC | ABB E-mobility Inc. | Yes | EW2LHVC150PC | EW2LHVC150PC | 4 Yr Parts And Labor Warranty | On-site labor extended warranty - HVC-150 Power Cabinet for up to 4 years | EA | 9860.23 | 9761.6277 | 1% | 2%
47QMCA22A000Y | VERDEK, LLC | ABB E-mobility Inc. | Yes | EW3LHVC150PC | EW3LHVC150PC | 5 Yr Parts And Labor Warranty | On-site labor extended warranty - HVC-150 Power Cabinet for up to 5 years | EA | 15008.56 | 14858.4744 | 1% | 2%
47QMCA22A000Y | VERDEK, LLC | CHARGEPOINT | Yes | CPE250-ASSURE-1 | CPE250-ASSURE-1 | Extended warranty | 1 prepaid year of ChargePoint Assure for CPE250 stations. | EA | 4354.4584 | 4310.9139 | 1% | 2%
47QMCA22A000Y | VERDEK, LLC | CHARGEPOINT | Yes | CPE250-ASSURE-2 | CPE250-ASSURE-2 | Extended warranty | 2 prepaid year of ChargePoint Assure for CPE250 stations. | EA | 8294.2065 | 8211.2645 | 1% | 2%
47QMCA22A000Y | VERDEK, LLC | CHARGEPOINT | Yes | CPE250-ASSURE-3 | CPE250-ASSURE-3 | Extended warranty | 3 prepaid year of ChargePoint Assure for CPE250 stations. | EA | 11508.2116 | 11393.1295 | 1% | 2%
47QMCA22A000Y | VERDEK, LLC | CHARGEPOINT | Yes | CPE250-ASSURE-4 | CPE250-ASSURE-4 | Extended warranty | 4 prepaid year of ChargePoint Assure for CPE250 stations. | EA | 14100.1511 | 13959.1496 | 1% | 2%
47QMCA22A000Y | VERDEK, LLC | CHARGEPOINT | Yes | CPE250-ASSURE-5 | CPE250-ASSURE-5 | Extended warranty | 5 prepaid year of ChargePoint Assure for CPE250 stations. | EA | 16070.0252 | 15909.3249 | 1% | 2%
47QMCA22A000Y | VERDEK, LLC | CHARGEPOINT | Yes | CT4000-ASSURE5 | CT4000-ASSURE5 | Network License | 5-yr Extended Warranty | EA | 2587.0025 | 2561.1325 | 1% | 2%
47QMCA22A000Y | VERDEK, LLC | CHARGEPOINT | Yes | EXPP-PL1000-DC-ASSURE-1 | EXPP-PL1000-DC-ASSURE-1 | Extended warranty | 1 prepaid year of ChargePoint Assure for the Dual Cable EXPP-PL1000. | EA | 2194.46 | 2172.5154 | 1% | 2%
47QMCA22A000Y | VERDEK, LLC | CHARGEPOINT | Yes | EXPP-PL1000-DC-ASSURE-2 | EXPP-PL1000-DC-ASSURE-2 | Extended warranty | 2 prepaid year of ChargePoint Assure for the Dual Cable EXPP-PL1000. | EA | 4239.29 | 4196.8971 | 1% | 2%
47QMCA22A000Y | VERDEK, LLC | CHARGEPOINT | Yes | EXPP-PL1000-DC-ASSURE-3 | EXPP-PL1000-DC-ASSURE-3 | Extended warranty | 3 prepaid year of ChargePoint Assure for the Dual Cable EXPP-PL1000. | EA | 5954.96 | 5895.4104 | 1% | 2%
47QMCA22A000Y | VERDEK, LLC | CHARGEPOINT | Yes | EXPP-PL1000-DC-ASSURE-4 | EXPP-PL1000-DC-ASSURE-4 | Extended warranty | 4 prepaid year of ChargePoint Assure for the Dual Cable EXPP-PL1000. | EA | 7730.48 | 7653.1752 | 1% | 2%
47QMCA22A000Y | VERDEK, LLC | CHARGEPOINT | Yes | EXPP-PL1000-DC-ASSURE-5 | EXPP-PL1000-DC-ASSURE-5 | Extended warranty | 5 prepaid year of ChargePoint Assure for the Dual Cable EXPP-PL1000. | EA | 9356.37 | 9262.8063 | 1% | 2%
47QMCA22A000Y | VERDEK, LLC | CHARGEPOINT | Yes | EXPP-PL1000-DC-ASSUREPRO-1 | EXPP-PL1000-DC-ASSUREPRO-1 | Extended warranty | 1 prepaid year of ChargePoint Assure Pro for the Dual Cable EXPP-PL1000. | EA | 3132.09 | 3100.7691 | 1% | 2%
47QMCA22A000Y | VERDEK, LLC | CHARGEPOINT | Yes | EXPP-PL1000-DC-ASSUREPRO-2 | EXPP-PL1000-DC-ASSUREPRO-2 | Extended warranty | 2 prepaid year of ChargePoint Assure Pro for the Dual Cable EXPP-PL1000. | EA | 6084.63 | 6023.7837 | 1% | 2%
47QMCA22A000Y | VERDEK, LLC | CHARGEPOINT | Yes | EXPP-PL1000-DC-ASSUREPRO-3 | EXPP-PL1000-DC-ASSUREPRO-3 | Extended warranty | 3 prepaid year of ChargePoint Assure Pro for the Dual Cable EXPP-PL1000. | EA | 8538.44 | 8453.0556 | 1% | 2%
47QMCA22A000Y | VERDEK, LLC | CHARGEPOINT | Yes | EXPP-PL1000-DC-ASSUREPRO-4 | EXPP-PL1000-DC-ASSUREPRO-4 | Extended warranty | 4 prepaid year of ChargePoint Assure Pro for the Dual Cable EXPP-PL1000. | EA | 11022.17 | 10911.9483 | 1% | 2%
47QMCA22A000Y | VERDEK, LLC | CHARGEPOINT | Yes | EXPP-PL1000-DC-ASSUREPRO-5 | EXPP-PL1000-DC-ASSUREPRO-5 | Extended warranty | 5 prepaid year of ChargePoint Assure Pro for the Dual Cable EXPP-PL1000. | EA | 13366.25 | 13232.5875 | 1% | 2%
47QMCA22A000Y | VERDEK, LLC | CHARGEPOINT | Yes | EXPP-BLOCK-ASSURE-1 | EXPP-BLOCK-ASSURE-1 | Extended warranty | 1 prepaid year of ChargePoint Assure for EXPP-BLOCK. | EA | 8295.05 | 8212.0995 | 1% | 2%
47QMCA22A000Y | VERDEK, LLC | CHARGEPOINT | Yes | EXPP-BLOCK-ASSURE-2 | EXPP-BLOCK-ASSURE-2 | Extended warranty | 2 prepaid year of ChargePoint Assure for EXPP-BLOCK. | EA | 16085.38 | 15924.5262 | 1% | 2%
47QMCA22A000Y | VERDEK, LLC | CHARGEPOINT | Yes | EXPP-BLOCK-ASSURE-3 | EXPP-BLOCK-ASSURE-3 | Extended warranty | 3 prepaid year of ChargePoint Assure for EXPP-BLOCK. | EA | 22882.22 | 22653.3978 | 1% | 2%
47QMCA22A000Y | VERDEK, LLC | CHARGEPOINT | Yes | EXPP-BLOCK-ASSURE-4 | EXPP-BLOCK-ASSURE-4 | Extended warranty | 4 prepaid year of ChargePoint Assure for EXPP-BLOCK. | EA | 29375.82 | 29082.0618 | 1% | 2%
47QMCA22A000Y | VERDEK, LLC | CHARGEPOINT | Yes | EXPP-BLOCK-ASSURE-5 | EXPP-BLOCK-ASSURE-5 | Extended warranty | 5 prepaid year of ChargePoint Assure for EXPP-BLOCK. | EA | 35011.59 | 34661.4741 | 1% | 2%
47QMCA22A000Y | VERDEK, LLC | CHARGEPOINT | Yes | EXPP-BLOCK-ASSUREPRO-1 | EXPP-BLOCK-ASSUREPRO-1 | Extended warranty | 1 prepaid year of ChargePoint Assure Pro for EXPP-BLOCK. | EA | 11670.53 | 11553.8247 | 1% | 2%
47QMCA22A000Y | VERDEK, LLC | CHARGEPOINT | Yes | EXPP-BLOCK-ASSUREPRO-2 | EXPP-BLOCK-ASSUREPRO-2 | Extended warranty | 2 prepaid year of ChargePoint Assure Pro for EXPP-BLOCK. | EA | 16085.38 | 15924.5262 | 1% | 2%
47QMCA22A000Y | VERDEK, LLC | CHARGEPOINT | Yes | EXPP-BLOCK-ASSUREPRO-3 | EXPP-BLOCK-ASSUREPRO-3 | Extended warranty | 3 prepaid year of ChargePoint Assure Pro for EXPP-BLOCK. | EA | 32717.38 | 32390.2062 | 1% | 2%
47QMCA22A000Y | VERDEK, LLC | CHARGEPOINT | Yes | EXPP-BLOCK-ASSUREPRO-4 | EXPP-BLOCK-ASSUREPRO-4 | Extended warranty | 4 prepaid year of ChargePoint Assure Pro for EXPP-BLOCK. | EA | 41794.46 | 41376.5154 | 1% | 2%
47QMCA22A000Y | VERDEK, LLC | CHARGEPOINT | Yes | EXPP-BLOCK-ASSUREPRO-5 | EXPP-BLOCK-ASSUREPRO-5 | Extended warranty | 5 prepaid year of ChargePoint Assure Pro for EXPP-BLOCK. | EA | 49674.56 | 49177.8144 | 1% | 2%
47QMCA22A000Y | VERDEK, LLC | CHARGEPOINT | Yes | CP6000-ASSURE-1 | CP6000-ASSURE-1 | 1 prepaid year of ChargePoint Assure for CP6000 stations. Includes Parts and Labor Warranty, Remote Technical Support, On-Site Repairs when needed, Unlimited Configuration Changes, and Reporting. | 1 prepaid year of ChargePoint Assure for CP6000 stations. Includes Parts and Labor Warranty, Remote Technical Support, On-Site Repairs when needed, Unlimited Configuration Changes, and Reporting. | EA | 578.54 | 572.7546 | 0.01 | 0.01
47QMCA22A000Y | VERDEK, LLC | CHARGEPOINT | Yes | CP6000-ASSURE-2 | CP6000-ASSURE-2 | 2 prepaid years of ChargePoint Assure for CP6000 stations. Includes Parts and Labor Warranty, Remote Technical Support, On-Site Repairs when needed, Unlimited Configuration Changes, and Reporting. | 2 prepaid years of ChargePoint Assure for CP6000 stations. Includes Parts and Labor Warranty, Remote Technical Support, On-Site Repairs when needed, Unlimited Configuration Changes, and Reporting. | EA | 1112.19 | 1101.0681 | 0.01 | 0.01
47QMCA22A000Y | VERDEK, LLC | CHARGEPOINT | Yes | CP6000-ASSURE-3 | CP6000-ASSURE-3 | 3 prepaid years of ChargePoint Assure for CP6000 stations. Includes Parts and Labor Warranty, Remote Technical Support, On-Site Repairs when needed, Unlimited Configuration Changes, and Reporting. | 3 prepaid years of ChargePoint Assure for CP6000 stations. Includes Parts and Labor Warranty, Remote Technical Support, On-Site Repairs when needed, Unlimited Configuration Changes, and Reporting. | EA | 1600.96 | 1584.9504 | 0.01 | 0.01
47QMCA22A000Y | VERDEK, LLC | CHARGEPOINT | Yes | CP6000-ASSURE-4 | CP6000-ASSURE-4 | 4 prepaid years of ChargePoint Assure for CP6000 stations. Includes Parts and Labor Warranty, Remote Technical Support, On-Site Repairs when needed, Unlimited Configuration Changes, and Reporting. | 4 prepaid years of ChargePoint Assure for CP6000 stations. Includes Parts and Labor Warranty, Remote Technical Support, On-Site Repairs when needed, Unlimited Configuration Changes, and Reporting. | EA | 2054.81 | 2034.2619 | 0.01 | 0.01
47QMCA22A000Y | VERDEK, LLC | CHARGEPOINT | Yes | CP6000-ASSURE-5 | CP6000-ASSURE-5 | 5 prepaid years of ChargePoint Assure for CP6000 stations. Includes Parts and Labor Warranty, Remote Technical Support, On-Site Repairs when needed, Unlimited Configuration Changes, and Reporting. | 5 prepaid years of ChargePoint Assure for CP6000 stations. Includes Parts and Labor Warranty, Remote Technical Support, On-Site Repairs when needed, Unlimited Configuration Changes, and Reporting. | EA | 2463.78 | 2439.1422 | 0.01 | 0.01
47QMCA22A000Y | VERDEK, LLC | CHARGEPOINT | Yes | CPE280-ASSURE-1 | CPE280-ASSURE-1 | 1 prepaid year of ChargePoint Assure for CPE280 stations. Includes Parts and Labor Warranty, Remote Technical Support, On-Site Repairs when needed, Unlimited Configuration Changes, and Reporting. | 1 prepaid year of ChargePoint Assure for CPE280 stations. Includes Parts and Labor Warranty, Remote Technical Support, On-Site Repairs when needed, Unlimited Configuration Changes, and Reporting. | EA | 3620.86 | 3584.6514 | 0.01 | 0.01
47QMCA22A000Y | VERDEK, LLC | CHARGEPOINT | Yes | CPE280-ASSURE-10 | CPE280-ASSURE-10 | 10 prepaid years of ChargePoint Assure for CPE280 stations. Includes Parts and Labor Warranty, Remote Technical Support, On-Site Repairs when needed, Unlimited Configuration Changes, and Reporting. | 10 prepaid years of ChargePoint Assure for CPE280 stations. Includes Parts and Labor Warranty, Remote Technical Support, On-Site Repairs when needed, Unlimited Configuration Changes, and Reporting. | EA | 37615.01 | 37238.8599 | 0.01 | 0.01
47QMCA22A000Y | VERDEK, LLC | CHARGEPOINT | Yes | CPE280-ASSURE-2 | CPE280-ASSURE-2 | 2 prepaid year of ChargePoint Assure for CPE280 stations. Includes Parts and Labor Warranty, Remote Technical Support, On-Site Repairs when needed, Unlimited Configuration Changes, and Reporting. | 2 prepaid year of ChargePoint Assure for CPE280 stations. Includes Parts and Labor Warranty, Remote Technical Support, On-Site Repairs when needed, Unlimited Configuration Changes, and Reporting. | EA | 6942.47 | 6873.0453 | 0.01 | 0.01
47QMCA22A000Y | VERDEK, LLC | CHARGEPOINT | Yes | CPE280-ASSURE-3 | CPE280-ASSURE-3 | 3 prepaid year of ChargePoint Assure for CPE280 stations. Includes Parts and Labor Warranty, Remote Technical Support, On-Site Repairs when needed, Unlimited Configuration Changes, and Reporting. | 3 prepaid year of ChargePoint Assure for CPE280 stations. Includes Parts and Labor Warranty, Remote Technical Support, On-Site Repairs when needed, Unlimited Configuration Changes, and Reporting. | EA | 9984.79 | 9884.9421 | 0.01 | 0.01
47QMCA22A000Y | VERDEK, LLC | CHARGEPOINT | Yes | CPE280-ASSURE-4 | CPE280-ASSURE-4 | 4 prepaid years of ChargePoint Assure for CPE280 stations. Includes Parts and Labor Warranty, Remote Technical Support, On-Site Repairs when needed, Unlimited Configuration Changes, and Reporting. | 4 prepaid years of ChargePoint Assure for CPE280 stations. Includes Parts and Labor Warranty, Remote Technical Support, On-Site Repairs when needed, Unlimited Configuration Changes, and Reporting. | EA | 12727.86 | 12600.5814 | 0.01 | 0.01
47QMCA22A000Y | VERDEK, LLC | CHARGEPOINT | Yes | CPE280-ASSURE-5 | CPE280-ASSURE-5 | 5 prepaid years of ChargePoint Assure for CPE280 stations. Includes Parts and Labor Warranty, Remote Technical Support, On-Site Repairs when needed, Unlimited Configuration Changes, and Reporting. | 5 prepaid years of ChargePoint Assure for CPE280 stations. Includes Parts and Labor Warranty, Remote Technical Support, On-Site Repairs when needed, Unlimited Configuration Changes, and Reporting. | EA | 14463.48 | 14318.8452 | 0.01 | 0.01
47QMCA22A000Y | VERDEK, LLC | CHARGEPOINT | Yes | CPE280-ASSURE-6 | CPE280-ASSURE-6 | 6 prepaid years of ChargePoint Assure for CPE280 stations. Includes Parts and Labor Warranty, Remote Technical Support, On-Site Repairs when needed, Unlimited Configuration Changes, and Reporting. | 6 prepaid years of ChargePoint Assure for CPE280 stations. Includes Parts and Labor Warranty, Remote Technical Support, On-Site Repairs when needed, Unlimited Configuration Changes, and Reporting. | EA | 19091.79 | 18900.8721 | 0.01 | 0.01
47QMCA22A000Y | VERDEK, LLC | CHARGEPOINT | Yes | CPE280-ASSURE-7 | CPE280-ASSURE-7 | 7 prepaid years of ChargePoint Assure for CPE280 stations. Includes Parts and Labor Warranty, Remote Technical Support, On-Site Repairs when needed, Unlimited Configuration Changes, and Reporting. | 7 prepaid years of ChargePoint Assure for CPE280 stations. Includes Parts and Labor Warranty, Remote Technical Support, On-Site Repairs when needed, Unlimited Configuration Changes, and Reporting. | EA | 23291.18 | 23058.2682 | 0.01 | 0.01
47QMCA22A000Y | VERDEK, LLC | CHARGEPOINT | Yes | CPE280-ASSURE-8 | CPE280-ASSURE-8 | 8 prepaid years of ChargePoint Assure for CPE280 stations. Includes Parts and Labor Warranty, Remote Technical Support, On-Site Repairs when needed, Unlimited Configuration Changes, and Reporting. | 8 prepaid years of ChargePoint Assure for CPE280 stations. Includes Parts and Labor Warranty, Remote Technical Support, On-Site Repairs when needed, Unlimited Configuration Changes, and Reporting. | EA | 27779.85 | 27502.0515 | 0.01 | 0.01
47QMCA22A000Y | VERDEK, LLC | CHARGEPOINT | Yes | CPE280-ASSURE-9 | CPE280-ASSURE-9 | 9 prepaid years of ChargePoint Assure for CPE280 stations. Includes Parts and Labor Warranty, Remote Technical Support, On-Site Repairs when needed, Unlimited Configuration Changes, and Reporting. | 9 prepaid years of ChargePoint Assure for CPE280 stations. Includes Parts and Labor Warranty, Remote Technical Support, On-Site Repairs when needed, Unlimited Configuration Changes, and Reporting. | EA | 32547.81 | 32222.3319 | 0.01 | 0.01
47QMCA22A000Y | VERDEK, LLC | CHARGEPOINT | Yes | CPE280-ASSUREPRO-1 | CPE280-ASSUREPRO-1 | 1 year prepaid Assure Pro for CPE280 stations. | 1 year prepaid Assure Pro for CPE280 stations. | EA | 6543.48 | 6478.0452 | 0.01 | 0.01
47QMCA22A000Y | VERDEK, LLC | CHARGEPOINT | Yes | CPE280-ASSUREPRO-10 | CPE280-ASSUREPRO-10 | 10 years prepaid Assure Pro for CPE280 stations. | 10 years prepaid Assure Pro for CPE280 stations. | EA | 68058.14 | 67377.5586 | 0.01 | 0.01
47QMCA22A000Y | VERDEK, LLC | CHARGEPOINT | Yes | CPE280-ASSUREPRO-2 | CPE280-ASSUREPRO-2 | 2 years prepaid Assure Pro for CPE280 stations. | 2 years prepaid Assure Pro for CPE280 stations. | EA | 12568.26 | 12442.5774 | 0.01 | 0.01
47QMCA22A000Y | VERDEK, LLC | CHARGEPOINT | Yes | CPE280-ASSUREPRO-3 | CPE280-ASSUREPRO-3 | 3 years prepaid Assure Pro for CPE280 stations. | 3 years prepaid Assure Pro for CPE280 stations. | EA | 18064.38 | 17883.7362 | 0.01 | 0.01
47QMCA22A000Y | VERDEK, LLC | CHARGEPOINT | Yes | CPE280-ASSUREPRO-4 | CPE280-ASSUREPRO-4 | 4 years prepaid Assure Pro for CPE280 stations. | 4 years prepaid Assure Pro for CPE280 stations. | EA | 23031.84 | 22801.5216 | 0.01 | 0.01
47QMCA22A000Y | VERDEK, LLC | CHARGEPOINT | Yes | CPE280-ASSUREPRO-5 | CPE280-ASSUREPRO-5 | 5 years prepaid Assure Pro for CPE280 stations. | 5 years prepaid Assure Pro for CPE280 stations. | EA | 26173.9 | 25912.161 | 0.01 | 0.01
47QMCA22A000Y | VERDEK, LLC | CHARGEPOINT | Yes | CPE280-ASSUREPRO-6 | CPE280-ASSUREPRO-6 | 6 years prepaid Assure Pro for CPE280 stations. | 6 years prepaid Assure Pro for CPE280 stations. | EA | 34552.75 | 34207.2225 | 0.01 | 0.01
47QMCA22A000Y | VERDEK, LLC | CHARGEPOINT | Yes | CPE280-ASSUREPRO-7 | CPE280-ASSUREPRO-7 | 7 years prepaid Assure Pro for CPE280 stations. | 7 years prepaid Assure Pro for CPE280 stations. | EA | 42143.58 | 41722.1442 | 0.01 | 0.01
47QMCA22A000Y | VERDEK, LLC | CHARGEPOINT | Yes | CPE280-ASSUREPRO-8 | CPE280-ASSUREPRO-8 | 8 years prepaid Assure Pro for CPE280 stations. | 8 years prepaid Assure Pro for CPE280 stations. | EA | 50263.07 | 49760.4393 | 0.01 | 0.01
47QMCA22A000Y | VERDEK, LLC | CHARGEPOINT | Yes | CPE280-ASSUREPRO-9 | CPE280-ASSUREPRO-9 | 9 years prepaid Assure Pro for CPE280 stations. | 9 years prepaid Assure Pro for CPE280 stations. | EA | 58901.26 | 58312.2474 | 0.01 | 0.01
47QMCA22A000Y | VERDEK, LLC | CHARGEPOINT | Yes | CPE280-ASSUREPRO-REN | CPE280-ASSUREPRO-REN | Coterminus Renewal Assure Pro for CPE280 stations. | Coterminus Renewal Assure Pro for CPE280 stations. | EA | 7521.01 | 7445.7999 | 0.01 | 0.01
47QMCA22A000Y | VERDEK, LLC | CHARGEPOINT | Yes | CPE280-ASSURE-REN | CPE280-ASSURE-REN | Prepaid coterminous renewal of ChargePoint Assure for CPE280 stations. Includes Parts and Labor Warranty, Remote Technical Support, On-Site Repairs when needed, Unlimited Configuration Changes, and Reporting. | Prepaid coterminous renewal of ChargePoint Assure for CPE280 stations. Includes Parts and Labor Warranty, Remote Technical Support, On-Site Repairs when needed, Unlimited Configuration Changes, and Reporting. | EA | 4159.5 | 4117.905 | 0.01 | 0.01
47QMCA22A000Y | VERDEK, LLC | CHARGEPOINT | Yes | CPE280-EPW-1 | CPE280-EPW-1 | Additional 1 year parts only warranty for CPE280 stations. Pricing is for the entire station. | Additional 1 year parts only warranty for CPE280 stations. Pricing is for the entire station. | EA | 6244.23 | 6181.7877 | 0.01 | 0.01
47QMCA22A000Y | VERDEK, LLC | CHARGEPOINT | Yes | CPE280-EPW-2 | CPE280-EPW-2 | Additional 2 year parts only warranty for CPE280 stations. Pricing is for the entire station. | Additional 2 year parts only warranty for CPE280 stations. Pricing is for the entire station. | EA | 8987.3 | 8897.427 | 0.01 | 0.01
47QMCA22A000Y | VERDEK, LLC | CHARGEPOINT | Yes | CPE280-EPW-3 | CPE280-EPW-3 | Additional 3 year parts only warranty for CPE280 stations. Pricing is for the entire station. | Additional 3 year parts only warranty for CPE280 stations. Pricing is for the entire station. | EA | 11451.08 | 11336.5692 | 0.01 | 0.01
47QMCA22A000Y | VERDEK, LLC | CHARGEPOINT | Yes | CPE280-EPW-4 | CPE280-EPW-4 | Additional 4 year parts only warranty for CPE280 stations. Pricing is for the entire station. | Additional 4 year parts only warranty for CPE280 stations. Pricing is for the entire station. | EA | 13017.13 | 12886.9587 | 0.01 | 0.01
47QMCA22A000Y | VERDEK, LLC | CHARGEPOINT | Yes | CPE280-EPW-5 | CPE280-EPW-5 | Additional 5 year parts only warranty for CPE280 stations. Pricing is for the entire station. | Additional 5 year parts only warranty for CPE280 stations. Pricing is for the entire station. | EA | 17186.6 | 17014.734 | 0.01 | 0.01
47QMCA22A000Y | VERDEK, LLC | CHARGEPOINT | Yes | CPE280-EPW-6 | CPE280-EPW-6 | Additional 6 year parts only warranty for CPE280 stations. Pricing is for the entire station. | Additional 6 year parts only warranty for CPE280 stations. Pricing is for the entire station. | EA | 20967.05 | 20757.3795 | 0.01 | 0.01
47QMCA22A000Y | VERDEK, LLC | CHARGEPOINT | Yes | CPE280-EPW-7 | CPE280-EPW-7 | Additional 7 year parts only warranty for CPE280 stations. Pricing is for the entire station. | Additional 7 year parts only warranty for CPE280 stations. Pricing is for the entire station. | EA | 25006.85 | 24756.7815 | 0.01 | 0.01
47QMCA22A000Y | VERDEK, LLC | CHARGEPOINT | Yes | CPE280-EPW-8 | CPE280-EPW-8 | Additional 8 year parts only warranty for CPE280 stations. Pricing is for the entire station. | Additional 8 year parts only warranty for CPE280 stations. Pricing is for the entire station. | EA | 29296.02 | 29003.0598 | 0.01 | 0.01
47QMCA22A000Y | VERDEK, LLC | CHARGEPOINT | Yes | CPE280-EPW-9 | CPE280-EPW-9 | Additional 9 year parts only warranty for CPE280 stations. Pricing is for the entire station. | Additional 9 year parts only warranty for CPE280 stations. Pricing is for the entire station. | EA | 33854.51 | 33515.9649 | 0.01 | 0.01
47QMCA22A000Y | VERDEK, LLC | CHARGEPOINT | Yes | CPE280-SPARES-FWD-1 | CPE280-SPARES-FWD-1 | 1 year prepaid Forward Stock Spares Management Service for CPE280 stations. Spares are stored by ChargePoint at a designated facility. | 1 year prepaid Forward Stock Spares Management Service for CPE280 stations. Spares are stored by ChargePoint at a designated facility. | EA | 4.99 | 4.9401 | 0.01 | 0.01
47QMCA22A000Y | VERDEK, LLC | CHARGEPOINT | Yes | CPE280-SPARES-FWD-2 | CPE280-SPARES-FWD-2 | 2 years prepaid Forward Stock Spares Management Service for CPE280 stations. Spares are stored by ChargePoint at a designated facility. | 2 years prepaid Forward Stock Spares Management Service for CPE280 stations. Spares are stored by ChargePoint at a designated facility. | EA | 4.99 | 4.9401 | 0.01 | 0.01
47QMCA22A000Y | VERDEK, LLC | CHARGEPOINT | Yes | CPE280-SPARES-FWD-3 | CPE280-SPARES-FWD-3 | 3 years prepaid Forward Stock Spares Management Service for CPE280 stations. Spares are stored by ChargePoint at a designated facility. | 3 years prepaid Forward Stock Spares Management Service for CPE280 stations. Spares are stored by ChargePoint at a designated facility. | EA | 4.99 | 4.9401 | 0.01 | 0.01
47QMCA22A000Y | VERDEK, LLC | CHARGEPOINT | Yes | CPE280-SPARES-FWD-4 | CPE280-SPARES-FWD-4 | 4 years prepaid Forward Stock Spares Management Service for CPE280 stations. Spares are stored by ChargePoint at a designated facility. | 4 years prepaid Forward Stock Spares Management Service for CPE280 stations. Spares are stored by ChargePoint at a designated facility. | EA | 4.99 | 4.9401 | 0.01 | 0.01
47QMCA22A000Y | VERDEK, LLC | CHARGEPOINT | Yes | CPE280-SPARES-FWD-5 | CPE280-SPARES-FWD-5 | 5 years prepaid Forward Stock Spares Management Service for CPE280 stations. Spares are stored by ChargePoint at a designated facility. | 5 years prepaid Forward Stock Spares Management Service for CPE280 stations. Spares are stored by ChargePoint at a designated facility. | EA | 4.99 | 4.9401 | 0.01 | 0.01
47QMCA22A000Y | VERDEK, LLC | CHARGEPOINT | Yes | CPE280-SPARES-FWD-REN | CPE280-SPARES-FWD-REN | Prepaid coterminus renewal for Forward Stock Spares Management Service for CPE280 stations. | Prepaid coterminus renewal for Forward Stock Spares Management Service for CPE280 stations. | EA | 4.99 | 4.9401 | 0.01 | 0.01
47QMCA22A000Y | VERDEK, LLC | CHARGEPOINT | Yes | CPE280-SPARES-ONSITE-1 | CPE280-SPARES-ONSITE-1 | 1 year prepaid On-Site Spares Management Service for CPE280 stations. Spares are stored by customer or designated vendor. | 1 year prepaid On-Site Spares Management Service for CPE280 stations. Spares are stored by customer or designated vendor. | EA | 1057.33 | 1046.7567 | 0.01 | 0.01
47QMCA22A000Y | VERDEK, LLC | CHARGEPOINT | Yes | CPE280-SPARES-ONSITE-2 | CPE280-SPARES-ONSITE-2 | 2 years prepaid On-Site Spares Management Service for CPE280 stations. Spares are stored by customer or designated vendor. | 2 years prepaid On-Site Spares Management Service for CPE280 stations. Spares are stored by customer or designated vendor. | EA | 1875.26 | 1856.5074 | 0.01 | 0.01
47QMCA22A000Y | VERDEK, LLC | CHARGEPOINT | Yes | CPE280-SPARES-ONSITE-3 | CPE280-SPARES-ONSITE-3 | 3 years prepaid On-Site Spares Management Service for CPE280 stations. Spares are stored by customer or designated vendor. | 3 years prepaid On-Site Spares Management Service for CPE280 stations. Spares are stored by customer or designated vendor. | EA | 2673.25 | 2646.5175 | 0.01 | 0.01
47QMCA22A000Y | VERDEK, LLC | CHARGEPOINT | Yes | CPE280-SPARES-ONSITE-4 | CPE280-SPARES-ONSITE-4 | 4 years prepaid On-Site Spares Management Service for CPE280 stations. Spares are stored by customer or designated vendor. | 4 years prepaid On-Site Spares Management Service for CPE280 stations. Spares are stored by customer or designated vendor. | EA | 3471.23 | 3436.5177 | 0.01 | 0.01
47QMCA22A000Y | VERDEK, LLC | CHARGEPOINT | Yes | CPE280-SPARES-ONSITE-5 | CPE280-SPARES-ONSITE-5 | 5 years prepaid On-Site Spares Management Service for CPE280 stations. Spares are stored by customer or designated vendor. | 5 years prepaid On-Site Spares Management Service for CPE280 stations. Spares are stored by customer or designated vendor. | EA | 4269.22 | 4226.5278 | 0.01 | 0.01
47QMCA22A000Y | VERDEK, LLC | CHARGEPOINT | Yes | CPE280-SPARES-ONSITE-REN | CPE280-SPARES-ONSITE-REN | Prepaid coterminus renewal for On-Site Spares Management Service for CPE280 stations. | Prepaid coterminus renewal for On-Site Spares Management Service for CPE280 stations. | EA | 1057.33 | 1046.7567 | 0.01 | 0.01
47QMCA22A000Y | VERDEK, LLC | Verdek | Yes | EVO Installation 40' | EVO Installation 40' | On site set-up crain required (site grading not included) | On site set-up crain required (site grading not included) | EA | 23601.01 | 23601.01 | 0 | N/A
47QMCA22A000Y | VERDEK, LLC | Verdek | Yes | EVO Communication Hardware | EVO Communication Hardware | Communication | Communication | EA | 1450.88 | 1450.88 | 0 | N/A
47QMCA22A000Y | VERDEK, LLC | Verdek | Yes | EVO Satellite Communication | EVO Satellite Communication | Communication | Communication | EA | 2901.76 | 2901.76 | 0 | N/A
47QMCA22A000Y | VERDEK, LLC | Verdek | Yes | EVO Preventive Maintenance (1yr) | EVO Preventive Maintenance (1yr) | Preventive Maintenance | Preventive Maintenance | EA | 9430.73 | 9430.73 | 0 | N/A
47QMCA22A000Y | VERDEK, LLC | Verdek | Yes | EVO Preventive Maintenance (5yr) | EVO Preventive Maintenance (5yr) | Preventive Maintenance | Preventive Maintenance | EA | 44795.97 | 44795.97 | 0 | N/A
47QMCA22A000Y | VERDEK, LLC | Verdek | Yes | EVO Installation 36' | EVO Installation 36' | Assembly | Assembly | EA | 10579.35 | 10579.35 | 0 | N/A
47QMCA22A000Y | VERDEK, LLC | Verdek | Yes | EVO Additional Storage | EVO Additional Storage | Storage | Storage | EA | 1450.88 | 1450.88 | 0 | N/A
47QMCA22A000Y | VERDEK, LLC | Verdek | Yes | EVO Backup Generator | EVO Backup Generator | Generator | Generator | EA | 2901.76 | 2901.76 | 0 | N/A
47QMCA22A000Y | VERDEK, LLC | Verdek | Yes | EVO Security | EVO Security | Security Camera | Security Camera | EA | 9430.73 | 9430.73 | 0 | N/A
47QMCA22A000Y | VERDEK, LLC | Verdek | Yes | EVO Satellite Communication (2yr) | EVO Satellite Communication (2yr) | Satellite Connection | Satellite Connection | EA | 44795.97 | 44795.97 | 0 | N/A
47QMCA22A000Y | VERDEK, LLC | Verdek | Yes | EVO Satellite Communication (3yr) | EVO Satellite Communication (3yr) | Satellite Connection | Satellite Connection | EA | 45460.96 | 45460.96 | 0 | N/A
47QMCA22A000Y | VERDEK, LLC | ChargePoint | Yes | CP6000-INSTALLVALID | CP6000-INSTALLVALID | Installation | Installation | EA | 14508.82 | 14508.82 | 0 | N/A
47QMCA22A000Y | VERDEK, LLC | ChargePoint | Yes | CPE280-COMMISSIONING | CPE280-COMMISSIONING | Commissioning | Commissioning | EA | 2418.14 | 2418.14 | 0 | N/A
47QMCA22A000Y | VERDEK, LLC | ChargePoint | Yes | CPE280-INSTALL-COMMISSIONING | CPE280-INSTALL-COMMISSIONING | Commissioning | Commissioning | EA | 5803.53 | 5803.53 | 0 | N/A
47QMCA22A000Y | VERDEK, LLC | ChargePoint | Yes | CPE280-PAIRED-COMMISSIONING | CPE280-PAIRED-COMMISSIONING | Commissioning | Commissioning | EA | 8705.29 | 8705.29 | 0 | N/A
47QMCA22A000Y | VERDEK, LLC | ChargePoint | Yes | CPE280-PAIRED-INSTALL-COMMISSIONING | CPE280-PAIRED-INSTALL-COMMISSIONING | Commissioning | Commissioning | EA

## CLIN 0010 - Other Non-Conventio
BPA Number | Organization Name | MANUFACTURER NAME | Available for Order Through BPA Today | MFR PART NO | DEALER PART NO (if applicable) | PRODUCT NAME | PRODUCT DESCRIPTION | UOI | DISCOUNT PRICE OFFERED TO GSA (including IFF) | BPA Price Offered | BPA Discount to MAS | Additional Quantity/Volume Discounts
No Current Offerings

## CLIN 0011 - Accessories
BPA Number | Organization Name | MANUFACTURER NAME | MFR PART NO | DEALER PART NO (if applicable) | PRODUCT NAME | PRODUCT DESCRIPTION | UOI | DISCOUNT PRICE OFFERED TO GSA (including IFF) | BPA Price Offered | BPA Discount to MAS | Additional Quantity/Volume Discounts
47QMCA22A0003 | APOLLO SUNGUARD SYSTEMS, INC. | ChargePoint, Inc. | CT4001-CCM | N/A | CT4K CONCRETE MOUNTING KIT | ChargePoint CT4001-CCM Optional CT4000 Bollard Concrete Mounting Kit. Bolts: 5/8 - 11 x 9, F1554 Grade 55 hot-dipped galvanized threaded bolts - 3 ea. Nuts: 5/8 - Heavy Galvanized Hex Nuts (DH Rated) - 12 ea. Washers: Galvanized Washers (ASTM F436) - 9 ea. Plastic Template - 1 ea | EA | 119.87 | 115.4108 | 3.72% | N/A
47QMCA22A0003 | APOLLO SUNGUARD SYSTEMS, INC. | ChargePoint, Inc. | CPE250C-625-ENABLE | N/A | CPE250 ENABLE UPGRADE TOKEN | ChargePoint CPE250C-625-ENABLE - Enables upgrade of CPE250 from 50kW to 625 kW | EA | 4794.83 | 4616.4623 | 3.72% | N/A
47QMCA22A0003 | APOLLO SUNGUARD SYSTEMS, INC. | ChargePoint, Inc. | CPE250-PAIRINGKIT-F | N/A | CPE250 PAIRING KIT | ChargePoint CPE250-PAIRINGKIT-F - Kit required for each CPE250 station that is to be installed in a paired configuration | EA | 738.43 | 710.9604 | 3.72% | N/A
47QMCA22A0003 | APOLLO SUNGUARD SYSTEMS, INC. | ChargePoint, Inc. | CPF-ACTIVE | N/A | CPF Activation | Fleet Application Only - Initial Station Activation & Configuration Service - Activation of cloud services and configuration of radio groups, custom groups, connections, access control, visibility control, pricing, reports and alerts. One time initial service per port. | EA | 95.9 | 92.3325 | 3.72% | N/A
47QMCA22A0003 | APOLLO SUNGUARD SYSTEMS, INC. | ChargePoint, Inc. | CPSUPPORT-ACTIVE | N/A | CHARGEPOINT SUPPORT PRODUCTS | ChargePoint Station Activation and Configuration Service. One time Activation & Configuration of Stations. Activate ChargePoint Service Plans, Activate ChargePoint Warranties, Configure Radio Groups, Configure Custom Groups, Configure Connections, Configure Access Control, Configure Visibility Control and Configure Pricing. | EA | 335.01 | 322.5476 | 3.72% | N/A
47QMCA22A0003 | APOLLO SUNGUARD SYSTEMS, INC. | ChargePoint, Inc. | CPE250-TOOLKIT-F | N/A | CPE250 Tool Kit | CPE250 Tool Kit Quantity 1 ToolKit is required per order. For over 10 stations, 1 toolkit per every 10 stations. | EA | 0.01 | 0.009628 | 3.72% | N/A
47QMCA22A0003 | APOLLO SUNGUARD SYSTEMS, INC. | ChargePoint, Inc. | DC-UNIVERSAL-CMT-METRIC | N/A | metal bracket | Required metal bracket to align conduits and mounting bolts for DC power delivery products when cable entrance is from below. This bracket is to be installed into the foundation before the concrete pad is poured. Metric Units. Required for CPE250 and PDD series. Required Kit for all CPE250 Stations | EA | 0.01 | 0.009628 | 3.72% | N/A
47QMCA22A0003 | APOLLO SUNGUARD SYSTEMS, INC. | ChargePoint, Inc. | CPH50-NEMA14-50-L23 | N/A | Single port, Type 1 cable | Single port, Type 1 cable, Single Phase, NEMA 14-50 Plug without 15118 support ChargePoint Home Stations cannot be returned for exchange or for stock balance. All sales final. Not for Commercial sale. For installations in Single Family Homes only. Warranty valid for single-family application only. Resellers wishing to sell Home solutions are required to sign the Home addendum agreement. Pricing subject to change and is confidential. Minimum order quantity is 12 units per order (can be a mix of configurations). Ground shipping included for all US Home orders. | EA | 718.29 | 691.5696 | 3.72% | N/A
47QMCA22A0003 | APOLLO SUNGUARD SYSTEMS, INC. | ChargePoint, Inc. | CPH50-NEMA6-50-L23 | N/A | Single Port, Wall Mount | Single Port, Wall Mount, 16A-50A, Type 1, NEMA 6-50, Cable 23? ChargePoint Home Stations cannot be returned for exchange or for stock balance. All sales final. Not for Commercial sale. For installations in Single Family Homes only. Warranty valid for single-family application only. Resellers wishing to sell Home solutions are required to sign the Home addendum agreement. Pricing subject to change and is confidential. Minimum order quantity is 12 units per order (can be a mix of configurations). Ground shipping included for all US Home orders. | EA | 718.29 | 691.5696 | 3.72% | N/A
47QMCA22A0003 | APOLLO SUNGUARD SYSTEMS, INC. | ChargePoint, Inc. | CT1000-CPCMF-CPFL00K | N/A | ChargePoint Cards and Signage | The ChargePoint Fleet Card Kit includes 10 Fleet Cards for charging fleet vehicles. Fleet managers log into the admin portal to set up the fleet cards and associate each card with a fleet vehicle. The Card Kit enables managers to track and manage all fleet vehicle charging within the admin portal. The Fleet Cards can be used at stations owned by the organization or public ChargePoint stations. | EA | 76.72 | 73.866 | 3.72% | N/A
47QMCA22A0003 | APOLLO SUNGUARD SYSTEMS, INC. | ChargePoint, Inc. | CT1000-CPCMF-CNCP00K | N/A | ChargePoint Cards and Signage | ChargePoint Card in Mailing Folder - Key Fob Size - Order in multiples of 25. Price is per mailing folder. | EA | 7.67 | 7.3847 | 3.72% | N/A
47QMCA22A0004 | Beam Global | Beam Global | BUMP30 | N/A | BUMP | Beam Global - Bump Level Battery Upgrade: Upgrade to 30 kWh of battery storage, enough energy to provide approximately 85 e-miles of daily vehicle range, for a total EV ARC 2020 range of up to 235 e-miles in a day. | EA | 4910.78 | 4898.5031 | 0.25% | additional 0.75% is offered at 100 units or more on one Purchase Order
47QMCA22A0004 | Beam Global | Beam Global | BOOST40 | N/A | BOOST | Beam Global - Boost Level Battery Upgrade: Upgrade to 40 kWh of battery storage, enough energy to provide approximately 120 e-miles of daily vehicle range, for a total EV ARC 2020 range of up to 265 e-miles in a day. | EA | 9821.56 | 9797.0061 | 0.25% | additional 0.75% is offered at 100 units or more on one Purchase Order
47QMCA22A0004 | Beam Global | Beam Global | EPWR | N/A | EMERGENCY POWER PANEL | Beam Global - Emergency Power Panel Add-on: 120/240V Emergency Power Panel with 6kW output and total continuous power of 25A @ 240V max. • 1x 30A main 240V breaker • 2x 20A push to reset 120V breakers • 1 x 240 V NEMA L14-30 outlet (not GFCI protected) • 2 x 120 V NEMA 5-20 duplex (GFCI protected) • 2 x 120 V NEMA L5-20 outlet (twist lock, GFCI protected) • Lockable polycarbonate cover plate • Cover plate serves as weather protection | EA | 1925.7 | 1920.8857 | 0.25% | additional 0.75% is offered at 100 units or more on one Purchase Order
47QMCA22A0004 | Beam Global | Beam Global | USB_AC | N/A | AC AND USB OUTLETS | Beam Global - AC and USB Outlets: One GFCI 120 V outlet with two plugs and one outlet with four USB ports for personal electronic device charging. Note: This option will not charge an electric vehicle. It is for charging personal devices like mobile phones and laptops. | EA | 631.12 | 629.5422 | 0.25% | additional 0.75% is offered at 100 units or more on one Purchase Order
47QMCA22A0004 | Beam Global | Beam Global | GC | N/A | GRID CONNECT | Beam Global - Grid Connect: Enables EV ARC systems to connect to the utility grid. | EA | 1176 | 1173.06 | 0.25% | additional 0.75% is offered at 100 units or more on one Purchase Order
47QMCA22A0005 | CARAHSOFT TECHNOLOGY CORPORATION | ChargePoint | CT4001-CCM | CT4001-CCM-611 | CT4K CONCRETE MOUNTING KIT | CT4000 Bollard Concrete Mounting Kit. Bolts: 5/8 - 11 x 9? F1554 Grade 55 hot-dipped galvanized threaded bolts - 3 ea. Nuts: 5/8 - Heavy Galvanized Hex Nuts (DH Rated) - 12 ea. Washers: Galvanized Washers (ASTM F436) - 9 ea. Plastic Template - 1 ea | EA | 93.8 | 90.986 | 3% | N/A
47QMCA22A0005 | CARAHSOFT TECHNOLOGY CORPORATION | ChargePoint | DC-UNIVERSAL-CMT-METRIC | DCUNIVERSALCMTMETRIC611 | Metal bracket | Required metal bracket to align conduits and mounting bolts for DC power delivery products when cable entrance is from below. This bracket is to be installed into the foundation before the concrete pad is poured. Metric Units. Required for CPE250 | EA | 0.0098 | 0.009506 | 3% | N/A
47QMCA22A0005 | CARAHSOFT TECHNOLOGY CORPORATION | ChargePoint | CPE250C-625-ENABLE | CPE250C-625-ENABLE-611 | CPE250 ENABLE UPGRADE TOKEN | Enable upgrade of CPE250 from 50 kW to 62.5 kW | EA | 98.74 | 95.7778 | 3% | N/A
47QMCA22A0005 | CARAHSOFT TECHNOLOGY CORPORATION | ChargePoint | CPE250-TOOLKIT-F | CPE250-TOOLKIT-F-611 | CPE250-TOOLKIT-F | CPE250 Tool Kit | EA | 0.0098 | 0.009506 | 3% | N/A
47QMCA22A0005 | CARAHSOFT TECHNOLOGY CORPORATION | ChargePoint | CPE250-PAIRINGKIT-F | CPE250-PAIRINGKIT-F-611 | ChargePoint CPE250-PAIRINGKIT-F | The kit required for each CPE250 station that is to be installed in a paired configuration. | EA | 760.3 | 737.491 | 3% | N/A
47QMCA22A0005 | CARAHSOFT TECHNOLOGY CORPORATION | ChargePoint | CT1000-CPCMF-CPFL00K | CT1000-CPCMF-CPFL00K-611 | ChargePoint Cards and Signage | The ChargePoint RFID Fleet Card Kit includes 10 RFID Fleet Cards for charging fleet vehicles. Fleet managers log into the admin portal to set up the fleet cards and associate each card with a fleet vehicle. The Card Kit enables managers to track and manage all fleet vehicle charging within the admin portal. The RFID Fleet Cards can be used at stations owned by the organization or public ChargePoint stations. | EA | 78.99 | 76.6203 | 3% | N/A
47QMCA22A0005 | CARAHSOFT TECHNOLOGY CORPORATION | ChargePoint | CT1000-CPCMF-CNCP00K | CT1000CPCMFCNCP00K 611 | ChargePoint Cards and Signage | ChargePoint Cards in Mailing Folders - Key Fob Size. Purchase in multiples of 25 kits. 1 card per mailing folder. | EA | 7.9 | 7.663 | 3% | N/A
47QMCA22A0005 | CARAHSOFT TECHNOLOGY CORPORATION | ChargePoint | CP6000-CMT-NA | CP6000-CMT-NA-611 | ChargePoint CP6000 Concrete Mounting Template | CP6000 Concrete Mounting Template, NA | EA | 123.43 | 119.7271 | 3% | N/A
47QMCA22A0005 | CARAHSOFT TECHNOLOGY CORPORATION | ChargePoint | CPE250/CPE280-SKID-MOUNT | CPE250/CPE280-SKID-MOUNT-611 | ChargPoint eSkid Platform for Paired Express 250 | eSkid Platform for Paired Express 250. eSkid hardware only, does not include ChargePoint Stations. | EA | 14811.08 | 14366.7476 | 3% | N/A
47QMCA22A0005 | CARAHSOFT TECHNOLOGY CORPORATION | ChargePoint | CPE250-NACS-CABLE-REPLACEMENT-AND-KIT | CPE250-NACS-CABLE-REPLACEMENT-AND-KIT-611 | ChargePoint CPE250 NACS REPLACEMENT | North American Charging Standard (NACS) cable replacement for CPE250. Includes all parts (cable and holster) and labor to replace an existing CHAdeMO cable with a 4.5m 200A NACS cable. | EA | 2912.85 | 2825.4645 | 3% | N/A
47QMCA22A0005 | CARAHSOFT TECHNOLOGY CORPORATION | ChargePoint | CPFCABLE-50A-L18-CMK-NACS-KIT | CPFCABLE-50A-L18-CMK-NACS-KIT-611 | ChargePoint Retrofit Kit for CPF50 | NACS Retrofit Kit for CPF50 (installation not included). 50A NACS Charging Cable for CPF50, 18 foot with clamp for CMK. Includes holster insert for NACS | EA | 227.1 | 220.287 | 3% | N/A
47QMCA22A0005 | CARAHSOFT TECHNOLOGY CORPORATION | ChargePoint | CPFCABLE-50A-L23-CMK-NACS-KIT | CPFCABLE-50A-L23-CMK-NACS-KIT-611 | ChargePoint Retrofit Kit for CPF50 | NACS Retrofit Kit for CPF50 (installation not included). 50A NACS Charging Cable for CPF50, 23 foot with clamp for CMK. Includes holster insert for NACS | EA | 251.79 | 244.2363 | 3% | N/A
47QMCA22A0005 | CARAHSOFT TECHNOLOGY CORPORATION | ChargePoint | CPF-NACS-CABLE-REPLACEMENT | CPF-NACS-CABLE-REPLACEMENT-611 | ChargePoint CPF NASC REPLACEMENT | North American Charging Standard (NACS) cable replaceme for CPF50. Only includes labor to replace an existing SAE J1772 cable with a 5.5, or 7m, 50A NACS cable. Does not include parts. | EA | 508.51 | 493.2547 | 3% | N/A
47QMCA22A0005 | CARAHSOFT TECHNOLOGY CORPORATION | ChargePoint | EXPP-PL1000-NACS-CABLE-REPLACEMENT-AND-KIT | EXPP-PL1000-NACS-CABLE-REPLACEMENT-AND-KIT-61 | ChargePoint EXPP-PL NASC REPLACEMENT | North American Charging Standard (NACS) cable replacement for Express Plus PL1000. Includes all parts (cable and holster) and labor to replace an existing CHAdeMO cable with a 5.8m 300A NACS cable. | EA | 3752.14 | 3639.5758 | 3% | N/A
47QMCA22A0005 | CARAHSOFT TECHNOLOGY CORPORATION | ChargePoint | RFID-FLEET-250-NA-NST-CP | RFID-FLEET-250-NA-NST-CP-611 | ChargePoint RFID - NA CPFLEET 2 | RFID Fleet Cards, 250 Cards, NA, No sticker, CP | EA | 1727.96 | 1676.1212 | 3% | N/A
47QMCA22A0005 | CARAHSOFT TECHNOLOGY CORPORATION | ChargePoint | EXPP-PL1000-SCEK | EXPP-PL1000-SCEK-611 | ChargePoint Surface Conduit Entry Kit | EXPP-PL1000-SCEK Surface Conduit Entry Kit for Express Plus Power Link | EA | 819.55 | 794.9635 | 3% | N/A
47QMCA22A0005 | CARAHSOFT TECHNOLOGY CORPORATION | ChargePoint | EXPP-PL1000-SCEK-FTA | EXPP-PL1000-SCEK-FTA-611 | ChargePoint Surface Conduit Entry Kit | Surface Conduit Entry Kit for Express Plus Power Link | EA | 819.55 | 794.9635 | 3% | N/A
47QMCA22A0005 | CARAHSOFT TECHNOLOGY CORPORATION | ChargePoint | EXPP-PL2000-SCEK | EXPP-PL2000-SCEK-611 | ChargePoint Surface Conduit Entry Kit | Surface Conduit Entry Kit for non liquid cooled cable Express Plus Power Link | EA | 123.43 | 119.7271 | 3% | N/A
47QMCA22A0005 | CARAHSOFT TECHNOLOGY CORPORATION | ChargePoint | EXPP-PL2000-SCEK-LCC | EXPP-PL2000-SCEK-LCC-611 | ChargePoint Surface Conduit Entry Kit | Surface Conduit Entry Kit for liquid cooled cable Express Plus Power Link | EA | 1086.15 | 1053.5655 | 3% | N/A
47QMCA22A0005 | CARAHSOFT TECHNOLOGY CORPORATION | ChargePoint | EXPP-PB1000-SCEK | EXPP-PB1000-SCEK-611 | ChargePoint SCEK for above ground conduit installations | The EXPP-BLOCK-SCEK provides access to the Power Block for above ground conduit installations. Metric Units. Power Block sold separately. | EA | 879.78 | 853.3866 | 3% | N/A
47QMCA22A0005 | CARAHSOFT TECHNOLOGY CORPORATION | ChargePoint | CPE250-SCEK-H2 | CPE250-SCEK-H2-611 | ChargePoint SCEK for above ground conduit installations | The CPE250-SCEK-H2 provides access to the CPE250 for above ground conduit installations. Includes base and replacement panels for a dual holster station. Metric units. Global product. | EA | 4591.44 | 4453.6968 | 3% | N/A
47QMCA22A0005 | CARAHSOFT TECHNOLOGY CORPORATION | ChargePoint | CPE250-SCEK-METRIC | CPE250-SCEK-METRIC-611 | ChargePoint SCEK for above ground conduit installations | The CPE250-SCEK-METRIC provides access to the CPE250 for above ground conduit installations. Includes base and replacement panels. | EA | 1431.74 | 1388.7878 | 3% | N/A
47QMCA22A0005 | CARAHSOFT TECHNOLOGY CORPORATION | ChargePoint | EXPP-PL1000-DUAL-INPUT-KIT | EXPP-PL1000-DUAL-INPUT-KIT-611 | ChargePoint Dual Input Kit | Optional Dual Input kit for Express Plus Power Link | EA | 1708.21 | 1656.9637 | 3% | N/A
47QMCA22A0005 | CARAHSOFT TECHNOLOGY CORPORATION | ChargePoint | EXPP-PL1000-MS-DUAL-KIT | EXPP-PL1000-MS-DUAL-KIT-611 | ChargePoint Dual Input Kit | Optional dual input DC maintenance switch kit for Express Plus Power Link | EA | 2636.37 | 2557.2789 | 3% | N/A
47QMCA22A0005 | CARAHSOFT TECHNOLOGY CORPORATION | ChargePoint | CPE250-CABLE-NACS-KIT | CPE250-CABLE-NACS-KIT-611 | ChargePoint CPE250 Cable Kit | 250A NACS cable and holster insert for CPE250. Includes NACS cable and holster required to cable retrofit CPE250. | EA | 2962.22 | 2873.3534 | 3% | N/A
47QMCA22A0005 | CARAHSOFT TECHNOLOGY CORPORATION | ChargePoint | EXPP-PL1000-CABLE-2A1L | EXPP-PL1000-CABLE-2A1L-611 | ChargePoint EXPP-PL Cable | UL and CE compliant long length (10m) 200A CCS1 cable for Power Link | EA | 3057.01 | 2965.2997 | 3% | N/A
47QMCA22A0005 | CARAHSOFT TECHNOLOGY CORPORATION | ChargePoint | EXPP-PL1000-CABLE-2A1M | EXPP-PL1000-CABLE-2A1M-611 | ChargePoint EXPP-PL Cable | UL and CE compliant medium length (7.6m) 200A CCS1 cable for Power Link | EA | 2806.21 | 2722.0237 | 3% | N/A
47QMCA22A0005 | CARAHSOFT TECHNOLOGY CORPORATION | ChargePoint | EXPP-PL1000-CABLE-2A1S3 | EXPP-PL1000-CABLE-2A1S3-611 | ChargePoint EXPP-PL Cable | UL compliant standard length (4.5m) 200A CCS1 cable for Power Link | EA | 2662.05 | 2582.1885 | 3% | N/A
47QMCA22A0005 | CARAHSOFT TECHNOLOGY CORPORATION | ChargePoint | EXPP-PL1000-CABLE-5A1L | EXPP-PL1000-CABLE-5A1L-611 | ChargePoint EXPP-PL Cable | UL compliant long length (10m) 350A CCS1 cable for Power Link | EA | 7107.35 | 6894.1295 | 3% | N/A
47QMCA22A0005 | CARAHSOFT TECHNOLOGY CORPORATION | ChargePoint | EXPP-PL1000-CABLE-5A1S | EXPP-PL1000-CABLE-5A1S-611 | ChargePoint EXPP-PL Cable | UL compliant standard length (4.5m) 350A CCS1 cable for Power Link | EA | 5649.93 | 5480.4321 | 3% | N/A
47QMCA22A0005 | CARAHSOFT TECHNOLOGY CORPORATION | ChargePoint | EXPP-PD-CONTROLLER | EXPP-PD-CONTROLLER-611 | ChargePoint EXPP-PD Controller | Express Plus Pantograph Controller. Control module for enabling the actuation of a Pantograph up/down, vehicle communication, Status LED control, Wi-Fi communication, and RFID capabilities. | EA | 14811.08 | 14366.7476 | 3% | N/A
47QMCA22A0005 | CARAHSOFT TECHNOLOGY CORPORATION | ChargePoint | EXPP-PD-CONTROLLER-FTA | EXPP-PD-CONTROLLER-FTA-611 | ChargePoint EXPP-PD Controller | BUY AMERICA FTA compliant. Express Plus Pantograph Controller. Control module for enabling the actuation of a Pantograph up/down, vehicle communication, Status LED control, Wi-Fi communication, and RFID tag reading. | EA | 14811.08 | 14366.7476 | 3% | N/A
47QMCA22A0005 | CARAHSOFT TECHNOLOGY CORPORATION | ChargePoint | EXPP-PH1000-RISER-KIT-F | EXPP-PH1000-RISER-KIT-F-611 | ChargePoint EXPP Riser Kit | Riser Kit for Express Plus Power Hub. Raises Power Hub cabinet 100mm (4") for added clearance for conduit fittings in some installations. | EA | 938.04 | 909.8988 | 3% | N/A
47QMCA22A000A | CHARGIE, LLC | EVOCHARGE | EVC0201 | EVO32‐250‐001 | Cable Retractor | Cable Retractor - EVOCHARGE, EVC0201, EVO32-250-001 | EA | 410 | 405.9 | 1% | N/A
47QMCA22A000A | CHARGIE, LLC | EVOCHARGE | EVC0402 | N/A | Pedestal - 4ft | Pedestal - 4ft - EVOCHARGE, EVC0402, EVC0402 | EA | 650 | 643.5 | 1% | N/A
47QMCA22A000A | CHARGIE, LLC | EVOCHARGE | EVC0403 | N/A | Pedestal - 6ft | Pedestal - 6ft - EVOCHARGE, EVC0403, EVC0403 | EA | 720 | 712.8 | 1% | N/A
47QMCA22A000A | CHARGIE, LLC | EVOCHARGE | EVC0404 | N/A | Pedestal - 8ft | Pedestal - 8ft - EVOCHARGE, EVC0404, EVC0404 | EA | 925 | 915.75 | 1% | N/A
47QMCA22A000A | CHARGIE, LLC | EVOCHARGE | EVC0301 | N/A | Holster | Holster - EVOCHARGE, EVC0301, EVC0301 | EA | 42 | 41.58 | 1% | N/A
47QMCA22A000A | CHARGIE, LLC | EVOCHARGE | EVC0601 | N/A | Charging Station Mounting Bracket | Charging Station Mounting Bracket - EVOCHARGE, EVC0601, EVC0601 | EA | 42 | 41.58 | 1% | N/A
47QMCA22A0006 | DISTRICT FLEET, LLC | BTC Power | ECA-CR-01 | N/A | Cord Retractor | Cord Retractor | EA | 315.97 | 309.6506 | 2% | N/A
47QMCA22A0006 | DISTRICT FLEET, LLC | BTC Power | ECA-CC-02 | N/A | Credit Card Reader | Credit Card Reader | EA | 365.34 | 358.0332 | 2% | N/A
47QMCA22A0006 | DISTRICT FLEET, LLC | BTC Power | ECA-WF-03 | N/A | WiFi w/o Modem | WiFi w/o Modem | EA | 266.6 | 261.268 | 2% | N/A
47QMCA22A0006 | DISTRICT FLEET, LLC | PowerCharge | EVCS-A34 | N/A | EV Sign | Sign (No Parking Unless EV Charging) | EA | 41.42 | 40.5916 | 2% | N/A
47QMCA22A0006 | DISTRICT FLEET, LLC | PowerCharge | EVCS-A58 | N/A | No-Pour Base | No-Pour Base | EA | 557.88 | 546.7224 | 2% | N/A
47QMCA22A0006 | DISTRICT FLEET, LLC | Enphase | HCS-PEDESTAL | N/A | HCS Pedestal | Pedestal for HCS EV Charging Station, Single-Mount | EA | 926.19 | 907.6662 | 2% | N/A
47QMCA22A0006 | DISTRICT FLEET, LLC | Enphase | HCS-DUALMOUNT-KIT | N/A | Dual Mount kit | Dual mount kit for HCS Pedestal HCS EV Charging Station | EA | 212.29 | 208.0442 | 2% | N/A
47QMCA22A0006 | DISTRICT FLEET, LLC | Enphase | HCS-QUADMOUNT-KIT | N/A | Quad Mount kit | Quad Mount kit for HCS Pedestal, HCS EV Charging Station | EA | 466.06 | 456.7388 | 2% | N/A
47QMCA22A0006 | DISTRICT FLEET, LLC | Enphase | PMD-10R | N/A | Ruggedized ProMountDuo pedestal | ProMountDuo Universal Pedestal for EVSE, Ruggedized | EA | 900.51 | 882.4998 | 2% | N/A
47QMCA22A0006 | DISTRICT FLEET, LLC | Enphase | PMD-10T | N/A | ProMountDuo pedestal | ProMountDuo Universal Pedestal for EVSE | EA | 617.13 | 604.7874 | 2% | N/A
47QMCA22A0006 | DISTRICT FLEET, LLC | Enphase | HCS-WALLMOUNT-RETRACTOR | N/A | Wall mount retractor | Universal Wall Mount Cable Management Retractor for 18 foot Cable | EA | 542.09 | 531.2482 | 2% | N/A
47QMCA22A0006 | DISTRICT FLEET, LLC | Enphase | HCS-SINGLEMOUNT-PED-EXT | N/A | Single HCS pedestal Extension | Universal Pedestal Extension Cable Management Kit, Single-Mount | EA | 1117.74 | 1095.3852 | 2% | N/A
47QMCA22A0006 | DISTRICT FLEET, LLC | Enphase | HCS-DUALMOUNT-PED-EXT | N/A | Dual HCS Pedestal Extension | Universal Pedestal Extension Cable Management Kit, Dual-Mount | EA | 1584.79 | 1553.0942 | 2% | N/A
47QMCA22A0006 | DISTRICT FLEET, LLC | Enphase | HCS-QUADMOUNT-PED-EXT | N/A | Quad HCS Pedestal Extension | Universal Pedestal Extension Cable Management Kit, Quad-Mount | EA | 2384.58 | 2336.8884 | 2% | N/A
47QMCA22A0006 | DISTRICT FLEET, LLC | Enphase | HCS-CHARGEGUARDKEY-907 | N/A | ChargeGuard Replacement Keys | Replacement key for Chargeguard (Key 907) - set of 2 | EA | 2.96 | 2.9008 | 2% | N/A
47QMCA22A0006 | DISTRICT FLEET, LLC | BTC Power | CCR Payter | N/A | BTCPower - CCR - Payter - P68 | Payter P68 Credit Card Reader - Required for each charging station or dispenser. Includes 5 year Credit Card Reader Servicing Fee | EA | 2221.66 | 2177.2268 | 2% | N/A
47QMCA22A0006 | DISTRICT FLEET, LLC | BTC Power | 130-0745-01 | N/A | BTCPower - Add-On - Level 2 - 30A - Retractor | 30A Retractors ADA Compliant, , Includes standard 2 year warranty (parts only) | EA | 320.91 | 314.4918 | 2% | N/A
47QMCA22A0006 | DISTRICT FLEET, LLC | BTC Power | 130-0746-01 | N/A | BTCPower - Add-On - Level 2 - 40A - Retractor | 40A Retractors, , Includes standard 2 year warranty (parts only) | EA | 363.78 | 356.5044 | 2% | N/A
47QMCA22A0006 | DISTRICT FLEET, LLC | PowerCharge | PC-RFID-A-03 | N/A | PowerCharge RFI | PowerCharge RFID access control card, 10pk | EA | 74.06 | 72.5788 | 2% | N/A
47QMCA22A0006 | DISTRICT FLEET, LLC | PowerCharge | PC-6x6x48-P-01 | N/A | Powercharge - Add-on - L2 - Universal Pedestal 6x6x48 | Universal Pedestal, Heavy-duty aluminum, attractive/durable powder coat finish, stainless steel hardware included, Engineered for stability & durability, access panel for easy installation, fits most wall mount charging stations, use with one or two chargers | EA | 1044.68 | 1023.7864 | 2% | N/A
47QMCA22A0006 | DISTRICT FLEET, LLC | ABB | 6AGC076604 | N/A | ABB - Add-on - DCFC - Terra DC Wallbox - "Gold" level Single Cable Holster - CCS1 | Acc - “Gold” level CCS1 cable holster is tailored to cradle the CCS1 connector and offers additional weather protection while enhancing the operational lifetime of the connector. | EA | 1273.75 | 1248.275 | 2% | N/A
47QMCA22A0006 | DISTRICT FLEET, LLC | ABB | ABB-SR-24KW-DC | N/A | ABB - Add-on - DCFC - Terra DC Wallbox - Pedestal - Standalone Aluminum | DC Wallbox single standalone aluminum pedestal for use with either single or dual cable configurations with holsters. Allows for ADA compliant installation. | EA | 2170.71 | 2127.2958 | 2% | N/A
47QMCA22A0006 | DISTRICT FLEET, LLC | ABB | 2CEB489802R0003 | N/A | ABB - Add-on - DCFC - T54/T124/T184 - Metal Foundation | Above ground metal foundation for Terra 54HV and Terra 124/184 units - allows for side conduit entry when trenching is not possible. Labor to field install is not included. For shorter foundation options, contact ABB sales. | EA | 2246.35 | 2201.423 | 2% | N/A
47QMCA22A0006 | DISTRICT FLEET, LLC | ABB | TL40025683819003 | N/A | ABB - Add-on - DCFC - Terra 54 - Cable Management Solution - Single CCS1 | Terra 54 Cable Management Solution for single outlet CCS1 units (includes one cable retractor). Associated labor cost to install is not included on this line item. | EA | 2352.23 | 2305.1854 | 2% | N/A
47QMCA22A0006 | DISTRICT FLEET, LLC | ABB | (1) TL40025683819003 - (1) TR40025683819003 | N/A | ABB - Add-on - DCFC - Terra 124/184 - Cable Management Solution - Dual - CCS/CCS | Cable Management Solution for HIGH CURRENT dual CCS1 outlet (each part number includes one cable retractor, must order qty 1 of each part number, pricing is per part number). Associated labor cost to install is not included on this line item. | EA | 2977.15 | 2917.607 | 2% | N/A
47QMCA22A0006 | DISTRICT FLEET, LLC | ChargePoint | CT4001-CCM | N/A | ChargePoint CT4000 Concrete Mounting Kit | CT4000 Bollard Concrete Mounting Kit. Bolts: 5/8 - 11 x 9? F1554 Grade 55 hot-dipped galvanized threaded bolts - 3 ea. Nuts: 5/8 - Heavy Galvanized Hex Nuts (DH Rated) - 12 ea. Washers: Galvanized Washers (ASTM F436) - 9 ea. Plastic Template - 1 ea | EA | 123.43 | 120.9614 | 2% | N/A
47QMCA22A0006 | DISTRICT FLEET, LLC | ChargePoint | CT4000-PMGMT | N/A | ChargePoint CT4000 Power Mgmt Kit | CT4000 Power Management Kit. Allows both ports on a dual port station to share a single 40A circuit (Power Share). Also allows a CT4000 to be set up to operate at a lower current (Power Select). | EA | 64.18 | 62.8964 | 2% | N/A
47QMCA22A0006 | DISTRICT FLEET, LLC | ChargePoint | CP6000-CMT-NA | N/A | ChargePoint CP6000 Concrete Mounting Template | CP6000 Concrete Mounting Template, NA | EA | 123.43 | 120.9614 | 2% | N/A
47QMCA22A0006 | DISTRICT FLEET, LLC | ChargePoint | CPGW1-LTE | N/A | ChargePoint CPGW1 - Lte | The ChargePoint Gateway provides connectivity for CPF25 and CPF50 to ChargePoint's Cloud via a cell to Wi-Fi modem. One gateway can provide connectivity up-to 9 CPF25/CPF50 ports that are within 150 feet line of sight of the gateway. A gateway must be ordered for a new site, or if the site exceeds more than 9 ports, or if the CPF25/CPF50 is installed more than 150 feet from the existing gateway. | EA | 1.97 | 1.9306 | 2% | N/A
47QMCA22A0006 | DISTRICT FLEET, LLC | ChargePoint | CPF25-CCM | N/A | ChargePoint CPF25 Concrete Mounting Kit | Concrete Mounting Hardware Kit | EA | 78.99 | 77.4102 | 2% | N/A
47QMCA22A0006 | DISTRICT FLEET, LLC | ChargePoint | DC-UNIVERSAL-CMT-METRIC | N/A | ChargePoint DC - Universal-Cmt | Required metal bracket to align conduits and mounting bolts for DC power delivery products when cable entrance is from below. This bracket is to be installed into the foundation before the concrete pad is poured. Metric Units. Required for CPE250 and PDD series. | EA | 1.97 | 1.9306 | 2% | N/A
47QMCA22A0006 | DISTRICT FLEET, LLC | ChargePoint | CPE250C-625-ENABLE | N/A | ChargePoint CPE250C-625-ENABLE | Enable upgrade of CPE250 from 50 kW to 62.5 kW | EA | 5430.73 | 5322.1154 | 2% | N/A
47QMCA22A0006 | DISTRICT FLEET, LLC | ChargePoint | CPE250-PAIRINGKIT-F | N/A | ChargePoint CPE250-PAIRINGKIT-F | The kit required for each CPE250 station that is to be installed in a paired configuration. | EA | 691.18 | 677.3564 | 2% | N/A
47QMCA22A0006 | DISTRICT FLEET, LLC | ChargePoint | CPE250-Adapter | N/A | ChargePoint CPE250-Adapter | Adapter that allows a CPE250 to be installed on a concrete base/pad designed for CPE200, Black | EA | 1061.46 | 1040.2308 | 2% | N/A
47QMCA22A0006 | DISTRICT FLEET, LLC | ChargePoint | CPE250-TOOLKIT-F | N/A | ChargePoint CPE250-TOOLKIT-F | CPE250 Tool Kit | EA | 1.97 | 1.9306 | 2% | N/A
47QMCA22A0006 | DISTRICT FLEET, LLC | ChargePoint | CT1000-CPCMF-CPFL00K | N/A | ChargePoint CT1000 - RFID Card Kit | The ChargePoint RFID Fleet Card Kit includes 10 RFID Fleet Cards for charging fleet vehicles. Fleet managers log into the admin portal to set up the fleet cards and associate each card with a fleet vehicle. The Card Kit enables managers to track and manage all fleet vehicle charging within the admin portal. The RFID Fleet Cards can be used at stations owned by the organization or public ChargePoint stations. | EA | 78.99 | 77.4102 | 2% | N/A
47QMCA22A0006 | DISTRICT FLEET, LLC | ChargePoint | CT1000-CPCMF-CNCP00K | N/A | ChargePoint CT1000-CPCMF Card Kit | ChargePoint Cards in Mailing Folders - Key Fob Size. Purchase in multiples of 25 kits. 1 card per mailing folder. | EA | 9.87 | 9.6726 | 2% | N/A
47QMCA22A0006 | DISTRICT FLEET, LLC | ChargePoint | RFID-FLEET-250-NA-NST-CP | N/A | ChargePoint RFID - NA CPFLEET 2 | RFID Fleet Cards, 250 Cards, NA, No sticker, CP | EA | 1772.39 | 1736.9422 | 2% | N/A
47QMCA22A0006 | DISTRICT FLEET, LLC | Chargie | CGW1 | N/A | Chargie Gateway Hardware | Network equipment supporting Chargie secure connectivity solution. Provides dual carrier private LTE for seamless, redundant station connectivity into Chargie cloud platforms as well as advanced edge firewall services and packet filtering for maximum security, threat management and optimal data flow. | EA | 2000.48 | 1960.4704 | 2% | N/A
47QMCA22A0006 | DISTRICT FLEET, LLC | Chargie | CH-AP | N/A | Chargie Gateway Extension | Layer 2 device for extension of Chargie secure connectivity solution to chargers installed 50-300 feet of the Chargie Gateway | EA | 130.34 | 127.7332 | 2% | N/A
47QMCA22A0006 | DISTRICT FLEET, LLC | ChargePoint | CPE250-NACS-CABLE-REPLACEMENT-AND-KIT | N/A | ChargePoint CPE250 NACS REPLACEMENT | North American Charging Standard (NACS) cable replacement for CPE250. Includes all parts (cable and holster) and labor to replace an existing CHAdeMO cable with a 4.5m 200A NACS cable. | EA | 3349.28 | 3282.2944 | 2% | N/A
47QMCA22A0006 | DISTRICT FLEET, LLC | ChargePoint | EXPP-PL1000-CABLE-9A4S-KIT | N/A | ChargePoint EXPP NACS CABLE | 375A Standard Length NACS cable and holster insert Conversion Kit for PL1000 (without labor included) | EA | 3349.28 | 3282.2944 | 2% | N/A
47QMCA22A0010 | LIOCE GROUP INC., THE | ACDI ENERGY SERVICES | ACD-CMS-P | ACD-CMS-P | Cable Management System with single lanyards for single pedestal 60/70/80 Series | Cable Management System with single lanyards for single pedestal 60/70/80 Series | EA | 846.3476 | 772.8 | 8.69% | 1% for orders > $100k
47QMCA22A0010 | LIOCE GROUP INC., THE | ACDI ENERGY SERVICES | ACD-CMS-W | ACD-CMS-W | Cable Management System with single wall-mount configuration 60/70/80 Series | Cable Management System with single wall-mount configuration 60/70/80 Series | EA | 846.3476 | 772.8 | 8.69% | 1% for orders > $100k
47QMCA22A0010 | LIOCE GROUP INC., THE | ACDI ENERGY SERVICES | ACD-CMS2-W | ACD-CMS2-W | Cable Management System with dual lanyards for dual wall-mount 60/70/80 Series | Cable Management System with dual lanyards for dual wall-mount 60/70/80 Series | EA | 846.3476 | 772.8 | 8.69% | 1% for orders > $100k
47QMCA22A0010 | LIOCE GROUP INC., THE | ACDI ENERGY SERVICES | ACD-CMS2-2P | ACD-CMS2-2P | Cable Management System with dual lanyards for dual pedestal 60/70/80 Series | Cable Management System with dual lanyards for dual pedestal 60/70/80 Series | EA | 846.3476 | 772.8 | 8.69% | 1% for orders > $100k
47QMCA22A0010 | LIOCE GROUP INC., THE | ACDI ENERGY SERVICES | ACD-CMS2PL-2W | ACD-CMS2PL-2W | Cable Management System Plus for 80A (70+ and 80+) with dual lanyards for dual wall mount | Cable Management System Plus for 80A (70+ and 80+) with dual lanyards for dual wall mount | EA | 846.3476 | 772.8 | 8.69% | 1% for orders > $100k
47QMCA22A0010 | LIOCE GROUP INC., THE | ACDI ENERGY SERVICES | ACD-CMS2PL-2P | ACD-CMS2PL-2P | Cable Management System Plus for 80A (70+ and 80+) with dual lanyards for dual pedestal | Cable Management System Plus for 80A (70+ and 80+) with dual lanyards for dual pedestal | EA | 846.3476 | 772.8 | 8.69% | 1% for orders > $100k
47QMCA22A0010 | LIOCE GROUP INC., THE | ACDI ENERGY SERVICES | Yes | SC-SP | SC-SP | Single Pedestal for 60 Series | Single Pedestal for 60 Series | EA | 108.8161 | 99.36 | 8.69%
47QMCA22A0010 | LIOCE GROUP INC., THE | ACDI ENERGY SERVICES | Yes | SC-DP | SC-DP | Dual Pedestal for 60 Series | Dual Pedestal for 60 Series | EA | 259.9496 | 237.36 | 8.69%
47QMCA22A0010 | LIOCE GROUP INC., THE | ACDI ENERGY SERVICES | Yes | PM-S7 | PM-S7 | Pedestal for 70 and 80 Series | Pedestal for 70 and 80 Series | EA | 247.8589 | 226.32 | 8.69%
47QMCA22A0010 | LIOCE GROUP INC., THE | ACDI ENERGY SERVICES | Yes | SC-WM | SC-WM | Wall mount for 60 Series | Wall mount for 60 Series | EA | 151.1335 | 138 | 8.69%
47QMCA22A0010 | LIOCE GROUP INC., THE | ACDI ENERGY SERVICES | Yes | WM-S7 | WM-S7 | Wall mount for 70 and 80 Series | Wall mount for 70 and 80 Series | EA | 302.267 | 276 | 8.69%
47QMCA22A0010 | LIOCE GROUP INC., THE | ACDI ENERGY SERVICES | Yes | SC-AP | SC-AP | Anchor plate for pedestal mounts | Anchor plate for pedestal mounts | EA | 54.4081 | 49.68 | 8.69%
47QMCA22A0010 | LIOCE GROUP INC., THE | ACDI ENERGY SERVICES | Yes | MK-P | MK-P | Mounting Kit for Pedestal CMS | Mounting Kit for Pedestal CMS | EA | 66.4987 | 60.72 | 8.69%
47QMCA22A0010 | LIOCE GROUP INC., THE | ACDI ENERGY SERVICES | Yes | MK-W | MK-W | Mounting Kit for Wall Mount CMS | Mounting Kit for Wall Mount CMS | EA | 66.4987 | 60.72 | 8.69%
47QMCA22A0010 | LIOCE GROUP INC., THE | Blink | Yes | L2-DPM-S5-S6 | L2-DPM-S5-S6 | Pedestal mount, Dual charging station, for Series 6 (requires anchor plate) | Pedestal mount for quantity 2 Series 6 Charging Stations (L2-630-full1-18 or L2-630-full1-25). Requires Qty 1 Pedestal mount and Qty 1 Anchor Plate (L2-AP-U) | EA | 185.068 | 168.9856 | 8.69%
47QMCA22A0010 | LIOCE GROUP INC., THE | Blink | Yes | L2-SPM-S5-6 | L2-SPM-S5-6 | Pedestal mount, Single charging station, for Series 6 (requires anchor plate) | Pedestal mount for quantity 1 Series 6 Charging Station (L2-630-full1-18 or L2-630-full1-25). Requires Qty 1 Pedestal mount and Qty 1 Anchor Plate (L2-AP-U) | EA | 185.068 | 168.9856 | 8.69%
47QMCA22A0010 | LIOCE GROUP INC., THE | Blink | Yes | L2-AP-U | L2-AP-U | Pedestal mount Anchor Plate, (needed for Series 6 Single/Dual) | Pedestal mount anchor plate for L2-DPM-S5-S6 or L2-CMS-D-S5678 | EA | 40.6247 | 37.0944 | 8.69%
47QMCA22A0010 | LIOCE GROUP INC., THE | Blink | Yes | L2-WM-S5-S6 | L2-WM-S5-S6 | Wall mount bracket for Series 6 (one per station) | Wall mount bracket for Series 6 Charging Station | EA | 225.6927 | 206.08 | 8.69%
47QMCA22A0010 | LIOCE GROUP INC., THE | Blink | Yes | L2-CMS-S-S5-S6 | L2-CMS-S-S5-S6 | Cable Management System, Single Plug, Series 6 (requires mounting kit) | Cable Management System for quantity 1 Series 6 Charging Station, Wall or Pedestal mount | EA | 541.6625 | 494.592 | 8.69%
47QMCA22A0010 | LIOCE GROUP INC., THE | Blink | Yes | L2-CMS-D-S5678 | L2-CMS-D-S5678 | Cable Management System, Dual Plug, Series 6 (requires mounting kit) | Cable Management System for quantity 2 Series 6 Charging Stations, Wall or Pedestal mount | EA | 541.6625 | 494.592 | 8.69%
47QMCA22A0010 | LIOCE GROUP INC., THE | Blink | Yes | L2-CMS-K-WM-S5-S6 | L2-CMS-K-WM-S5-S6 | Cable Management System Mounting Kit - Series 6 Wall mount | Cable Management System Mounting Kit - Series 6 Wall mount | EA | 0 | 0 | 8.69%
47QMCA22A0010 | LIOCE GROUP INC., THE | Blink | Yes | L2-CMS-K-P-U | L2-CMS-K-P-U | Cable Management System Mounting Kit - Series 6 Pedestal mount | Cable Management System Mounting Kit - Series 6 Pedestal mount | EA | 0 | 0 | 8.69%
47QMCA22A0010 | LIOCE GROUP INC., THE | Blink | Yes | L2-PM-S7-S8 | L2-PM-S7-S8 | Single Pedestal mount for Series 7/ 7 Plus (requires anchor plate) | Single pedestal mount for Series 7/ 7 Plus. Requires anchor plate part number L2-AP-U | EA | 185.068 | 168.9856 | 8.69%
47QMCA22A0010 | LIOCE GROUP INC., THE | Blink | Yes | L2-AP-U | L2-AP-U | Anchor Plate for Series 7/ 7 Plus Pedestal mount | Anchor plate for Series 7/ 7 Plus Pedestal mount | EA | 40.6247 | 37.0944 | 8.69%
47QMCA22A0010 | LIOCE GROUP INC., THE | Blink | Yes | L2-WM-S78P | L2-WM-S78P | Wall Mount bracket for Series 7/ 7 Plus | Wall Mount bracket for Series 7/ 7 Plus | EA | 225.6927 | 206.08 | 8.69%
47QMCA22A0010 | LIOCE GROUP INC., THE | Blink | Yes | L2-CMS-D-S5678 | L2-CMS-D-S5678 | Cable Management System, Dual Plug Series 7, 30A and 48A. (requires mounting kit) | Cable Management System for Series 7, Wall or Pedestal mount. | EA | 541.6625 | 494.592 | 8.69%
47QMCA22A0010 | LIOCE GROUP INC., THE | Blink | Yes | L2-CMS-D-S78P | L2-CMS-D-S78P | Cable Management System, Dual Plug Series 7 Plus, 80A only. (requires mounting kit) | Cable Management System for Series 7 Plus, Wall or Pedestal mount. | EA | 541.6625 | 494.592 | 8.69%
47QMCA22A0010 | LIOCE GROUP INC., THE | Blink | Yes | L2-CMS-K-P-U | L2-CMS-K-P-U | Cable Management System Mounting Kit - Series 7/ 7 Plus Pedestal mount | Cable Management System Mounting Kit - Series 7/ 7 Plus Pedestal mount | EA | 0 | 0 | 8.69%
47QMCA22A0010 | LIOCE GROUP INC., THE | Blink | Yes | L2-CMS-WM-S78-S78P | L2-CMS-WM-S78-S78P | Cable Management System Mounting Kit - Series 7/ 7 Plus Wall mount | Cable Management System Mounting Kit - Series 7/ 7 Plus Wall mount | EA | 0 | 0 | 8.69%
47QMCA22A0010 | LIOCE GROUP INC., THE | Blink | Yes | L2-PM-S7-S8 | L2-PM-S7-S8 | Single Pedestal mount for Series 8/ 8 Plus (requires anchor plate) | Single pedestal mount for Series 8/ 8 Plus. Requires anchor plate part number L2-AP-U | EA | 185.068 | 168.9856 | 8.69%
47QMCA22A0010 | LIOCE GROUP INC., THE | Blink | Yes | L2-AP-U | L2-AP-U | Anchor Plate Series 8/ 8 Plus Pedestal mount | Anchor plate for Series 8/ 8 Plus Pedestal mount | EA | 40.6247 | 37.0944 | 8.69%
47QMCA22A0010 | LIOCE GROUP INC., THE | Blink | Yes | L2-WM-S78P | L2-WM-S78P | Wall Mount bracket for Series 8/ 8 Plus | Wall Mount bracket for Series 8/ 8 Plus | EA | 225.6927 | 206.08 | 8.69%
47QMCA22A0010 | LIOCE GROUP INC., THE | Blink | Yes | L2-CMS-D-S5678 | L2-CMS-D-S5678 | Cable Management System, Dual Plug Series 8, 48A. (requires mounting kit) | Cable Management System for Series 8, 48A, Wall or Pedestal mount | EA | 541.6625 | 494.592 | 8.69%
47QMCA22A0010 | LIOCE GROUP INC., THE | Blink | Yes | L2-CMS-D-S78P | L2-CMS-D-S78P | Cable Management System, Dual Plug Series 8 Plus, 80A. (requires mounting kit) | Cable Management System for Series 8 Plus, 80A, Wall or Pedestal mount | EA | 541.6625 | 494.592 | 8.69%
47QMCA22A0010 | LIOCE GROUP INC., THE | Blink | Yes | L2-CMS-K-P-U | L2-CMS-K-P-U | Cable Management System Mounting Kit - Series 8/ 8 Plus Pedestal mount | Cable Management System Mounting Kit - Series 8/ 8 Plus Pedestal mount | EA | 0 | 0 | 8.69%
47QMCA22A0010 | LIOCE GROUP INC., THE | Blink | Yes | L2-CMS-WM-S78-S78P | L2-CMS-WM-S78-S78P | Cable Management System Mounting Kit - Series 8/ 8 Plus Wall mount | Cable Management System Mounting Kit - Series 8/ 8 Plus Wall mount | EA | 0 | 0 | 8.69%
47QMCA22A0010 | LIOCE GROUP INC., THE | Blink | Yes | PHI-CMS-7-TAA | PHI-CMS-7-TAA | Cable Management System | Cable Management for 7M Cables for single or dual plug DCFC | EA | 5581.8317 | 5096.7706 | 8.69%
47QMCA22A0010 | LIOCE GROUP INC., THE | Blink | Yes | PHI-CC-TAA | PHI-CC-TAA | Credit Card Reader | Credit Card Reader for 30kW, 60kW, 90kW,120kW,150kW and 180kW DCFC units | EA | 2166.6499 | 1978.368 | 8.69%
47QMCA22A000X | SIEMENS INDUSTRY, INC. | SIEMENS | US2:VCPOSTGRY2 | N/A | Standard Single or Dual Post for AC char | Standard Single or Dual Post for AC charger - can be used with optional Cable Retraction System | EA | 687.71 | 687.71 | 0% | 1-49 Units: 0% 50+ Units: 3% 100+ Units: 7%
47QMCA22A000X | SIEMENS INDUSTRY, INC. | SIEMENS | US2:VCCMSSP | N/A | Standard post Cable Retraction System - | Standard post Cable Retraction System - one needed for each Level 2 Charger | EA | 457.15 | 457.15 | 0% | 1-49 Units: 0% 50+ Units: 3% 100+ Units: 7%
47QMCA22A000X | SIEMENS INDUSTRY, INC. | SIEMENS | US2:VCPOSTCR2S | N/A | Intergrated Dual VersiCharge post with C | Intergrated Dual VersiCharge post with Cable retraction units. Comes with install kit, made of Aluminum. Includes 3 year warranty. | EA | 1253.72 | 1253.72 | 0% | 1-49 Units: 0% 50+ Units: 3% 100+ Units: 7%
47QMCA22A000X | SIEMENS INDUSTRY, INC. | SIEMENS | US2:VCPOSTCR1S | N/A | Intergrated Single VersiCharge post with Cable retraction units | Intergrated Single VersiCharge post with Cable retraction units. Comes with install kit, made of Aluminum. Includes 3 year warranty. | EA | 989.17 | 989.17 | 0% | 1-49 Units: 0% 50+ Units: 3% 100+ Units: 7%
47QMCA22A000X | SIEMENS INDUSTRY, INC. | SIEMENS | US2:VSCULTCC | N/A | L3 Ultra50, 50kW DC Fast Charger Credit | L3 Ultra50, 50kW DC Fast Charger Credit Card Option | EA | 1398.27 | 1398.27 | 0% | 1-49 Units: 0% 50+ Units: 3% 100+ Units: 7%
47QMCA22A000X | SIEMENS INDUSTRY, INC. | SIEMENS | US2:VSCULT175CC | N/A | L3 Ultra175, 175kW DC Fast Charger Credit | L3 Ultra175, 175kW DC Fast Charger Credit Card Option | EA | 1396.7 | 1396.7 | 0% | 1-49 Units: 0% 50+ Units: 3% 100+ Units: 7%
47QMCA22A000Y | VERDEK, LLC | EVoCharge | OCPPNetwork | N/A | OCPPNETWORK | Optional OCCP EVConnect Networked (add to each EVSE port) | EA | 662.97 | 656.3403 | 1% | N/A
47QMCA22A000Y | VERDEK, LLC | ChargePoint, Inc. | CPSUPPORT-ACTIVE | N/A |  | Chargepoint Network Activation | EA | 452.64 | 448.1136 | 1% | N/A
47QMCA22A000Y | VERDEK, LLC | ABB E-mobility Inc. | T54-2545B | T54-2545B | Cable management | Terra 54 Cable Management Solution | EA | 2016.91 | 1996.7409 | 1% | N/A
47QMCA22A000Y | VERDEK, LLC | ABB E-mobility Inc. | 6AGC072758 | 6AGC072758 | Payment Center | Credit Card Payment System | EA | 2324.13 | 2300.8887 | 1% | N/A
47QMCA22A000Y | VERDEK, LLC | ABB E-mobility Inc. | 6AGC101049 | 6AGC101049 | Cable Management | Terra 94/124/184 Cable Management Solution (Includes one cable retractor, order qty 2 for stations with two cables) | EA | 2247.86 | 2225.3814 | 1% | N/A
47QMCA22A000Y | VERDEK, LLC | ABB E-mobility Inc. | 4EPY420133R1 | 4EPY420133R1 | Metal foundation - HVC Power Cabinet | Metal foundation for the HVC Power Cabinet | EA | 3357.18 | 3323.6082 | 1% | N/A
47QMCA22A000Y | VERDEK, LLC | ABB E-mobility Inc. | 6AGC069024 | 6AGC069024 | Standalone Pedestal | Standalone Pedestal for HVC-150 Depot Charge Box - Optional | EA | 4023.68 | 3983.4432 | 1% | N/A
47QMCA22A000Y | VERDEK, LLC | ABB E-mobility Inc. | XT4-BUS-002 | XT4-BUS-002 | Cable Management For Pedestal Mount | Cable Management For Pedestal Mount | EA | 3934.07 | 3894.7293 | 1% | N/A
47QMCA22A000Y | VERDEK, LLC | ABB E-mobility Inc. | 6AGC064781 | 6AGC064781 | Connectivity | ChargerConnect | EA | 177.33 | 175.5567 | 1% | N/A
47QMCA22A000Y | VERDEK, LLC | AMPLY POWER | AMP-SC | AMP-SC | AMP-SC | AMPLY Site Controller | EA | 14737.03 | 14589.6597 | 1% | N/A
47QMCA22A000Y | VERDEK, LLC | CHARGEPOINT | CT4001-CCM | CT4001-CCM | CT4000 Charging Station Kits | CT4000 Bollard Concrete Mounting Kit. | EA | 154.61 | 153.0639 | 1% | N/A
47QMCA22A000Y | VERDEK, LLC | CHARGEPOINT | CT4000-PMGMT | CT4000-PMGMT | CT4000 Charging Station Kits | CT4000 Power Management Kit | EA | 104.74 | 103.6926 | 1% | N/A
47QMCA22A000Y | VERDEK, LLC | CHARGEPOINT | CPGW1-LTE | CPGW1-LTE | Router | The ChargePoint Gateway provides connectivity for CPF25 and CPF50 to ChargePoint's Cloud via a cell | EA | 99.75 | 98.7525 | 1% | N/A
47QMCA22A000Y | VERDEK, LLC | CHARGEPOINT | DC-UNIVERSAL-CMT-METRIC | DC-UNIVERSAL-CMT-METRIC | Accessories | Required metal bracket to align conduits and mounting bolts for DC power delivery products | EA | 130.98 | 129.6702 | 1% | N/A
47QMCA22A000Y | VERDEK, LLC | CHARGEPOINT | CPE250C-625-ENABLE | CPE250C-625-ENABLE | Station Upgrade | Enable upgrade of CPE250 from 50 kW to 62.5 kW | EA | 4937.0277 | 4887.6574 | 1% | N/A
47QMCA22A000Y | VERDEK, LLC | CHARGEPOINT | CPE250-PAIRINGKIT-F | CPE250-PAIRINGKIT-F | Pairing Kit | The kit required for each CPE250 station that is to be installed in a paired configuration. | EA | 730.68 | 723.3732 | 1% | N/A
47QMCA22A000Y | VERDEK, LLC | CHARGEPOINT | CPE250-Adapter | CPE250-Adapter | Accessories | Adapter that allows a CPE250 to be installed on a concrete base/pad designed for CPE200, Black | EA | 1051.59 | 1041.0741 | 1% | N/A
47QMCA22A000Y | VERDEK, LLC | CHARGEPOINT | CPE250-TOOLKIT-F | CPE250-TOOLKIT-F | Accessories | CPE250 Tool Kit | EA | 100.76 | 99.7524 | 1% | N/A
47QMCA22A000Y | VERDEK, LLC | CHARGEPOINT | CT1000-CPCMF-CNCP00K | CT1000-CPCMF-CNCP00K | RFID Card | ChargePoint RFID Card in Mailing Folder - Key Fob Size | EA | 11.97 | 11.8503 | 1% | N/A
47QMCA22A000Y | VERDEK, LLC | CHARGEPOINT | CP6000-CMT-NA | CP6000-CMT-NA | CP6000 Concrete Mounting Template, NA | CP6000 Concrete Mounting Template, NA | EA | 124.69 | 123.4431 | 0.01 | N/A
47QMCA22A000Y | VERDEK, LLC | EVOCHARGE | EVC0101 EvoReel 22 ft Cable 3ft interconnect | EVC0101 EvoReel 22 ft Cable 3ft interconnect | Interconnect | EVC0101 EvoReel 22 ft Cable 3ft interconnect | EA | 1514.18 | 1499.0382 | 0.01 | N/A
47QMCA22A000Y | VERDEK, LLC | EVOCHARGE | EVC0103 EvoReel 22 ft Cable 20ft interconnect | EVC0103 EvoReel 22 ft Cable 20ft interconnect | Interconnect | EVC0103 EvoReel 22 ft Cable 20ft interconnect | EA | 1640.36 | 1623.9564 | 0.01 | N/A
47QMCA22A000Y | VERDEK, LLC | EVOCHARGE | EVC0121 EvoReel 30 ft Cable 3ft interconnect | EVC0121 EvoReel 30 ft Cable 3ft interconnect | Interconnect | EVC0121 EvoReel 30 ft Cable 3ft interconnect | EA | 1640.36 | 1623.9564 | 0.01 | N/A
47QMCA22A000Y | VERDEK, LLC | EVOCHARGE | EVC0123 EvoReel 30 ft Cable 20ft interconnect | EVC0123 EvoReel 30 ft Cable 20ft interconnect | Interconnect | EVC0123 EvoReel 30 ft Cable 20ft interconnect | EA | 1766.54 | 1748.8746 | 0.01 | N/A
47QMCA22A000Y | VERDEK, LLC | EVOCHARGE | EVC0201 Cable Retractor | EVC0201 Cable Retractor | Cable management | EVC0201 Cable Retractor | EA | 544.88 | 539.4312 | 0.01 | N/A
47QMCA22A000Y | VERDEK, LLC | EVOCHARGE | EVC0402 4 ft Pedestal | EVC0402 4 ft Pedestal | pedestal | EVC0402 4 ft Pedestal | EA | 544.88 | 539.4312 | 0.01 | N/A
47QMCA22A000Y | VERDEK, LLC | EVOCHARGE | EVC0403 6 ft Pedestal | EVC0403 6 ft Pedestal | pedestal | EVC0403 6 ft Pedestal | EA | 820.18 | 811.9782 | 0.01 | N/A
47QMCA22A000Y | VERDEK, LLC | EVOCHARGE | EVC0404 8 ft Pedestal | EVC0404 8 ft Pedestal | pedestal | EVC0404 8 ft Pedestal | EA | 957.83 | 948.2517 | 0.01 | N/A
47QMCA22A000Y | VERDEK, LLC | EVOCHARGE | EVC0408 Concealed 6-in. Pedestal | EVC0408 Concealed 6-in. Pedestal | pedestal | EVC0408 Concealed 6-in. Pedestal | EA | 886.71 | 877.8429 | 0.01 | N/A
47QMCA22A000Y | VERDEK, LLC | EVOCHARGE | EVC0405 Concealed 4-in. Pedestal | EVC0405 Concealed 4-in. Pedestal | pedestal | EVC0405 Concealed 4-in. Pedestal | EA | 663.87 | 657.2313 | 0.01 | N/A
47QMCA22A000Y | VERDEK, LLC | EVOCHARGE | EVC4AC0D1B1A1 iEVSE Plus EvoReel 30' -3' | EVC4AC0D1B1A1 iEVSE Plus EvoReel 30' -3' | Extender | EVC4AC0D1B1A1 iEVSE Plus EvoReel 30' -3' | EA | 3670.43 | 3633.7257 | 0.01 | N/A
47QMCA22A000Y | VERDEK, LLC | EVOCHARGE | EVC4AB0D2B1A1 iEVSE EvoReel 30'-3' | EVC4AB0D2B1A1 iEVSE EvoReel 30'-3' | Extender | EVC4AB0D2B1A1 iEVSE EvoReel 30'-3' | EA | 2956.87 | 2927.3013 | 0.01 | N/A
47QMCA22A000Y | VERDEK, LLC | EVOCHARGE | EVC0303 EVSE Cable Management Kit | EVC0303 EVSE Cable Management Kit | Cable Kit | EVC0303 EVSE Cable Management Kit | EA | 57.35 | 56.7765 | 0.01 | N/A
47QMCA22A000Y | VERDEK, LLC | EVOCHARGE | EVC4012000 IEVSE, 40AMP 25 ft Cable | EVC4012000 IEVSE, 40AMP 25 ft Cable | AMP Cable | EVC4012000 IEVSE, 40AMP 25 ft Cable | EA | 1203.31 | 1191.2769 | 0.01 | N/A
47QMCA22A000Y | VERDEK, LLC | EVOCHARGE | EVC8001000 IEVSE 80AMP with 15' cable | EVC8001000 IEVSE 80AMP with 15' cable | Extender | EVC8001000 IEVSE 80AMP with 15' cable | EA | 2593.45 | 2567.5155 | 0.01 | N/A

## Charging as a Service (CaaS)
BPA Number | Organization Name | MANUFACTURER NAME | Available for Order Through BPA Today | MFR PART NO | DEALER PART NO (if applicable) | PRODUCT NAME | PRODUCT DESCRIPTION | UOI | DISCOUNT PRICE OFFERED TO GSA (including IFF) | BPA Price Offered | BPA Discount to MAS | Additional Quantity/Volume Discounts | Contract Ship Days (CONUS) | Geographic Availability | Commercial or Residential | Charger Level (Level 2 or DC Fast) | Total Output (kW) | Input Current | Efficiency (%) | Energy Star (Level 2 ONLY) (Y/N) | Number of Ports | Vehicle Connector Types (J1772/Tesla etc.) | Charging Cord Length (ft) | Method of Initiating Charge / Authentication (RFID, Mobile App, QR Code etc.) | Networked Station (Y/N) | If Networked, Preferred or Standard Network | OCPP 1.6J- Compliant (Y/N) | OCPP 1.6J- Compliant (If N, explain level of effort required (Cost/Ease) to switch to a different network. | V2G Capable | Mount Type | Safety and Compliance (specify applicable certifications & ratings) | Warranty (Description, coverage & duration) | Payment Mechanism (Credit Card Swipe, RFID, App, etc.) | WEX or Voyager Credit Card Accepted?
47QMCA22A0006 | DISTRICT FLEET, LLC | BTC Power | No - EV Connect software is undergoing FedRAMP review and will not be available for ordering through the BPAs until this process is complete and the platform this product operates on receives an ATO designation or it has been determined does not require one. Purchase this product today through GSA Advantage, but agencies will need to evaluate each product at the agency level to ensure it meets all agency-specific privacy, IT, and cyber supply chain requirements. | EVC-CaaS-BTC-30P | N/A | EV CaaS - BTC Power 30A Pedestal - 60 Month Turnkey | EV Connect (CaaS) Charging-as-a-Service subscription per station: Turnkey plan includes site plan and evaluation, hardware (BTC Power - L2P-30-240-15-005), 30A, Dual Pedestal Mount (Networked) with EMV Credit Card Reader, RFID, Retractor, station setup and commissioning, software (Optimize charging management plan), pricing controls, load management, robust data reporting and EV Connect Shield; a comprehensive operations and maintenance plan. 60-Month Term | Mo | 259.69 | 254.4962 | 2% | N/A | 42 | CONUS/OCONUS | Commercial | Level 2 | 7.2 | 240/208 VAC, 30A Load | 99%+ | Yes | 2 | SAE J1772 | 25 | Credit Card, RFID, Mobile App, and QR | Yes | Standard | Yes | N/A | No | Pedestal | ETL Certified; Complies with UL 2594, UL 2231-1, UL 2231-2, and NEC Article 625, EMC: FCC Part 15 Class A | 2-year manufacturers warranty, parts only, begins on date of installation or 60-days from the ship date from the factory, whichever occurs first. | RFID, Credit Card-EMV, Mobile App | Yes - both
47QMCA22A0006 | DISTRICT FLEET, LLC | BTC Power | No - EV Connect software is undergoing FedRAMP review and will not be available for ordering through the BPAs until this process is complete and the platform this product operates on receives an ATO designation or it has been determined does not require one. Purchase this product today through GSA Advantage, but agencies will need to evaluate each product at the agency level to ensure it meets all agency-specific privacy, IT, and cyber supply chain requirements. | EVC-CaaS-BTC-40P | N/A | EV CaaS - BTC Power 40A Pedestal - 60 Month Turnkey | EV Connect (CaaS) Charging-as-a-Service subscription per station: Turnkey plan includes site plan and evaluation, hardware (BTC Power - L2P-40-240-15-005), 40A, Dual Pedestal Mount (Networked) with EMV Credit Card Reader, RFID, Retractor, station setup and commissioning, software (Optimize charging management plan), pricing controls, load management, robust data reporting and EV Connect Shield; a comprehensive operations and maintenance plan. 60-Month Term | Mo | 269.56 | 264.1688 | 2% | N/A | 42 | CONUS/OCONUS | Commercial | Level 2 | 9.6 | 240/208 VAC, 40A Load | 99%+ | Yes | 2 | SAE J1772 | 25 | Credit Card, Mobile App, QR Code | Yes | Standard | Yes | N/A | No | Pedestal | ETL Certified; Complies with UL 2594, UL 2231-1, UL 2231-2, and NEC Article 625, EMC: FCC Part 15 Class A | 2-year manufacturers warranty, parts only, begins on date of installation or 60-days from the ship date from the factory, whichever occurs first. | RFID, Credit Card-EMV, Mobile App | Yes - both
47QMCA22A0006 | DISTRICT FLEET, LLC | BTC Power | No - EV Connect software is undergoing FedRAMP review and will not be available for ordering through the BPAs until this process is complete and the platform this product operates on receives an ATO designation or it has been determined does not require one. Purchase this product today through GSA Advantage, but agencies will need to evaluate each product at the agency level to ensure it meets all agency-specific privacy, IT, and cyber supply chain requirements. | EVC-CaaS-BTC-40W | N/A | EV CaaS - BTC Power 40A Wall - 60 Month Turnkey | EV Connect (CaaS) Charging-as-a-Service subscription per station: Turnkey plan includes site plan and evaluation, hardware (BTC Power - L2W-40-240-15-001), 40A, Single Wall Mount (Networked) with EMV Credit Card Reader, RFID, Retractor, station setup and commissioning, software (Optimize charging management plan), pricing controls, load management, robust data reporting and EV Connect Shield; a comprehensive operations and maintenance plan. 60-Month Term | Mo | 108.61 | 106.4378 | 2% | N/A | 42 | CONUS/OCONUS | Commercial | Level 2 | 9.6 | 240/208 VAC, 40A Load | 99%+ | Yes | 1 | SAE J1772 | 25 | Credit Card, Mobile App, QR Code | Yes | Standard | Yes | N/A | No | Wall | ETL Certified; Complies with UL 2594, UL 2231-1, UL 2231-2, and NEC Article 625, EMC: FCC Part 15 Class A | 2-year manufacturers warranty, parts only, begins on date of installation or 60-days from the ship date from the factory, whichever occurs first. | RFID, Credit Card-EMV, Mobile App | Yes - both
47QMCA22A0006 | DISTRICT FLEET, LLC | EvoCharge | No - EV Connect software is undergoing FedRAMP review and will not be available for ordering through the BPAs until this process is complete and the platform this product operates on receives an ATO designation or it has been determined does not require one. Purchase this product today through GSA Advantage, but agencies will need to evaluate each product at the agency level to ensure it meets all agency-specific privacy, IT, and cyber supply chain requirements. | EVC-CaaS-EvoPlus | N/A | EV CaaS - EvoCharge iEVSE Plus - 60 Month | EV Connect Charging as a Service charge per station: EvoCharge EVC3AC0A1E1B2. 4' Dual-Port Pedestal Mount Charging Station with 18' Cable (WiFi, 4G-LTE cellular, RFID). 60-Month Term | Mo | 213.28 | 209.0144 | 2% | Additional 2% for 10+ Units | 30 | CONUS/OCONUS | Commercial | Level 2 | 7.68 | 32A | 99% | Y | 2 | SAE J1772 | 18 | RFID or Mobile App/QR Code via NSP | Yes | Standard | Yes | N/A | No | Pedestal | ADA/OSHA compliant; UL/cUL Listed; SAE J1772, UL 2594, UL 355, UL 2231, UL 2251, UL 60730, CSA | 3 Year (Parts) -Standard, hardware exchange program | RFID, App via Network Service Provider | Yes - both
47QMCA22A0006 | DISTRICT FLEET, LLC | PowerCharge | No - EV Connect software is undergoing FedRAMP review and will not be available for ordering through the BPAs until this process is complete and the platform this product operates on receives an ATO designation or it has been determined does not require one. Purchase this product today through GSA Advantage, but agencies will need to evaluate each product at the agency level to ensure it meets all agency-specific privacy, IT, and cyber supply chain requirements. | EV CaaS - PowerCharge Energy Platinum - 60 Month | N/A | EV CaaS - PowerCharge Energy Platinum - 60 Month | EV Connect Charging as a Service charge per station: PowerCharge E20DPP-CR. Energy Platinum, 32a, Dual Pedestal Mount (Networked) with Retractor. 60-Month Term | Mo | 213.28 | 209.0144 | 2% | Additional 2% for 10+ Units | 30 | CONUS/OCONUS | Commercial | Level 2 | 3.8kW/5.8kW/7.6kW | Adjustable: 16A/24A/32A ; 208/240VAC, Single Phase | 99%+ | Yes | 2 | SAE J1772 | 18 | RFID | Yes | Standard | Yes | N/A | No | Pedestal | UL 50/991/1449/1998/2231/2594 FCC Part 15B; FCC Part 15.225 (RFID 13.56MHz); FCC Part 15.247 (WLAN 2.4GHz); FCC Part 27 (AT&T) or FCC Part 27 (Verizon) ADA Compliant | 10 Year (Parts) -Standard, hardware exchange program | RFID, App | Yes - both
47QMCA22A0006 | DISTRICT FLEET, LLC | PowerCharge | No - EV Connect software is undergoing FedRAMP review and will not be available for ordering through the BPAs until this process is complete and the platform this product operates on receives an ATO designation or it has been determined does not require one. Purchase this product today through GSA Advantage, but agencies will need to evaluate each product at the agency level to ensure it meets all agency-specific privacy, IT, and cyber supply chain requirements. | EV CaaS - PowerCharge Pro- Lightning - 60 Month | N/A | EV CaaS - PowerCharge Pro-Lightning - 60 Month | EV Connect Charging as a Service charge per station: PowerCharge PL20DPP-CR. Pro-Lightning, 32a, Dual Pedestal Mount (Networked) with Retractor. 60-Month Term | Mo | 238.95 | 234.171 | 2% | Additional 2% for 10+ Units | 30 | CONUS/OCONUS | Commercial | Level 2 | 3.8kW/5.8kW/7.6kW | Adjustable: 16A/24A/32A ; 208/240VAC, Single Phase | 99%+ | Yes | 2 | SAE J1772 | 18 | RFID | Yes | Standard | Yes | N/A | No | Pedestal | UL 50/991/1449/1998/2231/2594; FCC Part 15B; FCC Part 15.225 (RFID 13.56MHz); FCC Part 15.247 (WLAN 2.4GHz); FCC Part 27 (AT&T) or; FCC Part 27 (Verizon); Energy Star (#E354962);UL 354962; ADA Compliant | 12 Year (Parts) -Standard, hardware exchange program | RFID, App | Yes - both
47QMCA22A0006 | DISTRICT FLEET, LLC | PowerCharge | No - EV Connect software is undergoing FedRAMP review and will not be available for ordering through the BPAs until this process is complete and the platform this product operates on receives an ATO designation or it has been determined does not require one. Purchase this product today through GSA Advantage, but agencies will need to evaluate each product at the agency level to ensure it meets all agency-specific privacy, IT, and cyber supply chain requirements. | EVC-CaaS-Pow-80-DP-CR | N/A | EV CaaS - PowerCharge 80A Dual Pedestal - 60 Month Turnkey | EV Connect (CaaS) Charging-as-a-Service subscription per station: Package includes lease of hardware (PowerCharge PC-E80-44-EVC) 80A, Dual Pedestal Mount (Networked) with Retractor, as well as Services including: site plan and evaluation, hardware station setup and commissioning, software (Optimize charging management plan), pricing controls, load management, robust data reporting, Fleet Management Module, and EV Connect Shield; a comprehensive operations and maintenance plan. 60-Month Term | Mo | 469.02 | 459.64 | 2% | N/A | 30 | CONUS/OCONUS | Commercial | Level 2 | 19.2 kW | 80A | 99%+ | Yes | 2 | SAE J1772 | 18 | RFID, Mobile App, and QR Code | Yes | Standard | Yes | N/A | No | Pedestal | UL 50/991/1449/1998/2231/2594 , FCC Part 15B; FCC Part 15.225 (RFID 13.56MHz); FCC Part 15.247 (WLAN 2.4GHz); FCC Part 27 (AT&T) or FCC Part 27 (Verizon), ADA Compliant | 5 YR Parts and Labor | RFID, App | Yes - both
47QMCA22A0006 | DISTRICT FLEET, LLC | ChargePoint | Yes - Comes with ChargePoint Software | GOV-CAAS-CP6000-36MON | N/A | GOV-CAAS-CP6000-36MON | District Fleet GOV CAAS Subscription Bundle: Turnkey plan includes remote site plan and feasability analysis, EVSE hardware (ChargePoint CP6021) AC Station, 2 x Type 1 Cable, 80A, 1 Phase, 23' Cable, 8' Cable Management Kit, Pedestal Mount, 8" Touch Display, Contactless Credit Card and RFID Reader, Cellular/WIFI, UL, Energy Star, Power Share Jumper, Basic Installation (No Construction), ChargePoint Commercial Cloud (CPCLD-COMMERCIAL-3) network plan subscription,ChargePoint 3YR Assure Operations and Maintenance Plan, CPSUPPORT-ACTIVE station activatio for a 36 Month Term. "Make Ready" installaiton is the responsibility of the customer. | Mo | 630.95 | 618.33 | 2% | N/A | 30 | CONUS/OCONUS | Commercial | Level 2 | 19.2 kW | 80A | 99%+ | Yes | 2 | SAE J1772 or NACS | 18 | RFID, Mobile App, Contactless Credit Card | Yes | Standard | Yes | N/A | No | Pedestal | UL 50/991/1449/1998/2231/2594 , FCC Part 15B; FCC Part 15.225 (RFID 13.56MHz); FCC Part 15.247 (WLAN 2.4GHz); FCC Part 27 (AT&T) or FCC Part 27 (Verizon), ADA Compliant | 5 YR Parts and Labor | Contactless Credit Card, RFID, Tap to Pay with Mobile app, call center, roaming | Yes - both
47QMCA22A0006 | DISTRICT FLEET, LLC | ChargePoint | Yes - Comes with ChargePoint Software | GOV-CAAS-CP6000-60-MON | N/A | GOV-CAAS-CP6000-60-MON | District Fleet GOV CAAS Subscription Bundle: Turnkey plan includes remote site plan and evaluation, EVSE hardware (ChargePoint CP6021) AC Station, 2 x Type 1 Cable, 80A, 1 Phase, 23' Cable, 8' Cable Management Kit, Pedestal Mount, 8" Touch Display, Contactless Credit Card and RFID Reader, Cellular/WIFI, UL, Energy Star, Power Share Jumper, Basic Installation (No Construction), Software: ChargePoint Commercial Cloud (CPCLD-COMMERCIAL-5), Commercial Cloud Plan subscription with station management features such as: Custom Video uploads and Automatic Software Updates, driver and fleet management features including: Access Control and Pricing & Automatic Payment Collection, as well as energy and power management features which include Power Sharing. Real-time dashboards and reports provided for applicable features. Station Activatio, perations and Maintenance via ChargePoint 5YR Assure - 60 Month Term. | Mo | 422.61 | 414.15 | 2% | N/A | 30 | CONUS/OCONUS | Commercial | Level 2 | 19.2 kW | 80A | 99%+ | Yes | 2 | SAE J1772 or NACS | 18 | RFID, Mobile App, Contactless Credit Card | Yes | Standard | Yes | N/A | No | Pedestal | UL 50/991/1449/1998/2231/2594 , FCC Part 15B; FCC Part 15.225 (RFID 13.56MHz); FCC Part 15.247 (WLAN 2.4GHz); FCC Part 27 (AT&T) or FCC Part 27 (Verizon), ADA Compliant | 5 YR Parts and Labor | Contactless Credit Card, RFID, Tap to Pay with Mobile app, call center, roaming | Yes - both
47QMCA22A0006 | DISTRICT FLEET, LLC | Chargie | Yes - Comes with Chargie Software | GOV-CAAS-D48A-PowerCharge-36MON | N/A | GOV-CAAS-Dual 48A-PowerCharge-36MON | District Fleet GOV CAAS Subscription Bundle: Turnkey plan includes remote site plan and evaluation, EVSE hardware (E48C03-DPP-CR). PowerCharge Energy Series, Adjustable 48A/40A/32A, Pedestal Mount, Dual Port, 3.5" LCD Display, RFID Reader, Gateway 4G, Cable Retractor, Basic Installation (No Construction), Software, Chargie Fleet Platform - 3YR FedRAMP authorized centralized live monitoring with a real-time dashboard. Energy consumption, meter data reporting, and cost analysis reports provided for applicable features. Driver management, vehicle and RFID registration, smart charging and demand management tools, payment collection, pricing tools, access controls, automatic software updates, remote station monitoring, and 24/7 customer support Includes network data package and Chargie L2 Connectivity Solution. Operations and Maintenance via Chargie GOV SLA - 3YR Direct technical support access, proactive monitoring, and alerting supported by 24/7 Network Operations Center (NOC). Expedited dispatch for break/fix, corrective maintenance field service. Includes cost of parts and labor for in warranty repair of Chargie Certified EVSE. 36 Month Term. | Mo | 449.27 | 440.28 | 2% | N/A | 30 | CONUS/OCONUS | Commercial | Level 2 | 11.5kW | 48A | 99%+ | Yes | 2 | SAE J1772 | 18 | RFID, Mobile App, and QR Code | Yes | Standard | Yes | N/A | No | Pedestal | UL 50/991/1449/1998/2231/2594 , FCC Part 15B; FCC Part 15.225 (RFID 13.56MHz); FCC Part 15.247 (WLAN 2.4GHz); FCC Part 27 (AT&T) or FCC Part 27 (Verizon), ADA Compliant | 5 YR Parts and Labor | RFID, App, Contactless Credit Card | Yes - both
47QMCA22A0006 | DISTRICT FLEET, LLC | Chargie | Yes - Comes with Chargie Software | GOV-CAAS-D48A-PowerCharge-60MON | N/A | GOV-CAAS-Dual 48A-PowerCharge-60MON | District Fleet GOV CAAS Subscription Bundle: Turnkey plan includes remote site plan and evaluation, EVSE hardware (E48C03-DPP-CR). PowerCharge Energy Series, Adjustable 48A/40A/32A, Pedestal Mount, Dual Port, 3.5" LCD Display, RFID Reader, Gateway 4G, Cable Retractor, Basic Installation (No Construction), Software, Chargie Fleet Platform - 5YR FedRAMP authorized centralized live monitoring with a real-time dashboard. Energy consumption, meter data reporting, and cost analysis reports provided for applicable features. Driver management, vehicle and RFID registration, smart charging and demand management tools, payment collection, pricing tools, access controls, automatic software updates, remote station monitoring, and 24/7 customer support Includes network data package and Chargie L2 Connectivity Solution. Operations and Maintenance via Chargie GOV SLA - 5 YR Direct technical support access, proactive monitoring, and alerting supported by 24/7 Network Operations Center (NOC). Expedited dispatch for break/fix, corrective maintenance field service. Includes cost of parts and labor for in warranty repair of Chargie Certified EVSE. 60 Month Term. | Mo | 311.03 | 304.8 | 2% | N/A | 30 | CONUS/OCONUS | Commercial | Level 2 | 11.5kW | 48A | 99%+ | Yes | 2 | SAE J1772 | 18 | RFID, Mobile App, and QR Code | Yes | Standard | Yes | N/A | No | Pedestal | UL 50/991/1449/1998/2231/2594 , FCC Part 15B; FCC Part 15.225 (RFID 13.56MHz); FCC Part 15.247 (WLAN 2.4GHz); FCC Part 27 (AT&T) or FCC Part 27 (Verizon), ADA Compliant | 5 YR Parts and Labor | RFID, App, Contactless Credit Card | Yes - both
47QMCA22A0006 | DISTRICT FLEET, LLC | Chargie | Yes - Comes with Chargie Software | GOV-CAAS-D80A-PowerCharge-36MON | N/A | GOV-CAAS-Dual 80A-PowerCharge-36MON | District Fleet GOV CAAS Subscription Bundle: Turnkey plan includes remote site plan and evaluation, EVSE hardware (E80C03-DPP-CR). PowerCharge Energy Series, Adjustable 80A/64A/48A/40A/32A, Pedestal Mount, Dual Port, 3.5" LCD Display, RFID Reader, Gateway 4G, Cable Retractor, Basic Installation (No Construction), Software, Chargie Fleet Platform - 3YR FedRAMP authorized centralized live monitoring with a real-time dashboard. Energy consumption, meter data reporting, and cost analysis reports provided for applicable features. Driver management, vehicle and RFID registration, smart charging and demand management tools, payment collection, pricing tools, access controls, automatic software updates, remote station monitoring, and 24/7 customer support Includes network data package and Chargie L2 Connectivity Solution. Operations and Maintenance via Chargie GOV SLA - 3YR Direct technical support access, proactive monitoring, and alerting supported by 24/7 Network Operations Center (NOC). Expedited dispatch for break/fix, corrective maintenance field service. Includes cost of parts and labor for in warranty repair of Chargie Certified EVSE. 36 Month Term. | Mo | 549 | 538.02 | 2% | N/A | 30 | CONUS/OCONUS | Commercial | Level 2 | 19.2 kW | 80A | 99%+ | Yes | 2 | SAE J1772 | 18 | RFID, Mobile App, and QR Code | Yes | Standard | Yes | N/A | No | Pedestal | UL 50/991/1449/1998/2231/2594 , FCC Part 15B; FCC Part 15.225 (RFID 13.56MHz); FCC Part 15.247 (WLAN 2.4GHz); FCC Part 27 (AT&T) or FCC Part 27 (Verizon), ADA Compliant | 5 YR Parts and Labor | RFID, App, Contactless Credit Card | Yes - both
47QMCA22A0006 | DISTRICT FLEET, LLC | Chargie | Yes - Comes with Chargie Software | GOV-CAAS-D80A-PowerCharge-60MON | N/A | GOV-CAAS-Dual 80A-PowerCharge-60MON | District Fleet GOV CAAS Subscription Bundle: Turnkey plan includes remote site plan and evaluation, EVSE hardware (E80C03-DPP-CR). PowerCharge Energy Series, Adjustable 80A/64A/48A/40A/32A, Pedestal Mount, Dual Port, 3.5" LCD Display, RFID Reader, Gateway 4G, Cable Retractor, Basic Installation (No Construction), Software, Chargie Fleet Platform - 5YR FedRAMP authorized centralized live monitoring with a real-time dashboard. Energy consumption, meter data reporting, and cost analysis reports provided for applicable features. Driver management, vehicle and RFID registration, smart charging and demand management tools, payment collection, pricing tools, access controls, automatic software updates, remote station monitoring, and 24/7 customer support Includes network data package and Chargie L2 Connectivity Solution. Operations and Maintenance via Chargie GOV SLA - 5 YR Direct technical support access, proactive monitoring, and alerting supported by 24/7 Network Operations Center (NOC). Expedited dispatch for break/fix, corrective maintenance field service. Includes cost of parts and labor for in warranty repair of Chargie Certified EVSE. 60 Month Term. | Mo | 360.4 | 353.19 | 2% | N/A | 30 | CONUS/OCONUS | Commercial | Level 2 | 19.2 kW | 80A | 99%+ | Yes | 2 | SAE J1772 | 18 | RFID, Mobile App, and QR Code | Yes | Standard | Yes | N/A | No | Pedestal | UL 50/991/1449/1998/2231/2594 , FCC Part 15B; FCC Part 15.225 (RFID 13.56MHz); FCC Part 15.247 (WLAN 2.4GHz); FCC Part 27 (AT&T) or FCC Part 27 (Verizon), ADA Compliant | 5 YR Parts and Labor | RFID, App, Contactless Credit Card | Yes - both